## Material
Materials Prices Fluctuation Analysis 2025 (Excluding VAT & including SSCL)
Nr | Materials list | QTY | Unit | Average price in 2022 | 2023-06-30 | 2023-07-31 | 2023-08-31 | 2023-09-30 | 2023-10-31 | 2023-11-30 | 2023-12-23 | 2024-01-23 | 2024-02-23 | 2024-03-23 | 2024-04-23 | 2024-05-23 | 2024-06-23 | 2024-07-24 | 2024-08-24 | 2024-09-24 | 2024-10-24 | 2024-11-24 | 2024-12-24 | 2024-01-25 | Source | Category | SubCategory | SubSubCategory
RAW MATERIAL
1 | Soil (1 cube lorry) | 1 | cube | [8 empty] | 6600 | 6600 | 6600 | 6600 | 6600 | 7300 | 7300 | 14000 | 8500 | 7000 | 7000 | 7000 | 7500 |  | RAW MATERIAL
2 | Soil (3.25 cube lorry) | 1 | cube | [17 empty] | 20000 | 22000 | 20000 | 23000 | 16000 | RAW MATERIAL
3 | Red soil (1 cube lorry) | 1 | cube |  |  |  |  | 2150 |  |  |  | 8500 | 8500 | 8500 | 8500 | 8500 | 8300 | 8300 | 15000 | 7500 | 7500 | 8000 | 8500 | 8000 |  | RAW MATERIAL
4 | Red soil (3.25 cube lorry) | 1 | cube | [17 empty] | 24000 | 24000 | 24000 | 23000 | ` | RAW MATERIAL
5 | Quarry Dust | 1 | cube | [8 empty] | 18500 | 18500 | 18500 | 18500 | 18500 | 15000 | 15000 | 16000 | 14000 | 14000 | 10000 | 11300 | 13846.1538 |  | RAW MATERIAL
6 | Cement-Local | 1 | 50kg bag |  |  | 2149.99 |  | 2050 |  | 2050 |  | 2076.2712 | 1940.678 | 1755.9322 | 1755.9322 | 1755.9322 | 1755.9322 | 1737.2881 | 1694.9153 | 1610.1695 | 1652.5424 | 1567.7966 | 1610.1695 | 1567.7966 | Sanstha | RAW MATERIAL
7 | Cement Bulk | 1 | t |  |  |  | 37391.3 | 37391.3 |  | 35652.17 | 35652.17 | 35652.18 | 35652.18 | 35652.18 | 35652.18 | 35652.18 | 35652.18 | 35652.18 | 32203.3898 | 32203.3898 |  | 31355.9322 | 31355.9322 |  | 772507361 | RAW MATERIAL
8 | White Cement | 1 | kg | [8 empty] | 241.5254 | 241.5254 | 241.5254 | 241.5254 | 241.5254 | 241.5254 | 211.8644 | 203.3898 | 194.9153 | 228.8136 | 237.2881 | 194.9153 | 186.4407 | 777327021 | RAW MATERIAL
9 | Black Cement (Holland) | 1 | kg | [8 empty] | 1775.4237 | 1775.4237 | 1775.4237 | 1775.4237 | 1775.4237 | 1775.4237 | 847.4576 | 847.4576 | 847.4576 | 1271.1864 | 932.2034 | 847.4576 | 1016.9492 |  | RAW MATERIAL
10 | Rubble (6''-9'' size) | 1 | cube | [8 empty] | 10000 | 10000 | 10000 | 10000 | 10000 | 9000 | 9000 | 15000 | 11000 | 11000 | 12000 | 11300 | 10500 | 88/4.2 | RAW MATERIAL
11 | Sand- river sand | 1 | cube |  |  | 28500 |  | 8500 |  |  |  | 20000 | 20000 | 20000 | 20000 | 20000 | 22000 | 22000 | 26000 | 18000 | 19000 | 20000 | 20000 | 20952.381 | 717192868 | RAW MATERIAL
12 | Sand- Sea sand (Washed) | 1 | cube | [5 empty] | 22250 | 22250 |  | 24400 | 24400 | 24400 | 24400 | 24400 | 25500 | 25500 | 26500 | 26000 | 18500 | 18500 | 18500 | 22153.8462 |  | RAW MATERIAL | 22000 | sand
13 | Metal -20mm size | 1 | cube |  |  |  |  | 6750 |  |  |  | 11000 | 11000 | 11000 | 11000 | 11000 | 14000 | 14000 | 15000 | 10600 | 9500 | 10000 | 11300 | 13000 | 13 | RAW MATERIAL | 9500 | 20
12 | Metal -25mm size (Including …..km transport) | 1 | m³ | [21 empty] | N/A
| CONCTRETE | [25 empty] | 11000
1 | Ready mixed concrete-grade 15 | 1 | m³ | [5 empty] | 24625 | 24625 | 24625 | 24625 | 24625 | 24625 | 24625 | 21500 | 21500 | 18500 | 22300 | 22100 | 22200 | 22200 | 22200 |  | ` | CONCTRETE
2 | Ready mixed concrete-grade 20 | 1 | m³ |  |  |  |  | 26000 | 25575 | 25575 | 25575 | 25575 | 25575 | 25575 | 25575 | 22300 | 22300 | 19500 | 23200 | 22900 | 22900 | 22900 | 22900 |  |  | CONCTRETE
3 | Ready mixed concrete-grade 25 | 1 | m³ |  |  |  |  | 28000 | 26375 | 26375 | 26375 | 26375 | 26375 | 26375 | 26375 | 23000 | 23000 | 20700 | 23700 | 23700 | 23500 | 23500 | 23500 |  |  | CONCTRETE
4 | Ready mixed concrete-grade 30 | 1 | m³ |  |  | 27900 |  |  | 27325 | 27325 | 27325 | 27325 | 27325 | 27325 | 27325 | 24500 | 24500 | 22000 | 24800 | 24500 | 25000 | 25000 | 25000 |  |  | CONCTRETE
BRICK & BLOCK
1 | Bricks- (215x95x50) (Engineered brick) | 1 | nr |  |  |  |  | 25 |  |  |  | 24 | 23.5 | 23.5 |  |  | 27.5 | 27.5 | 21 | 17.7966 | 18.6441 | 18.6441 | 18.6441 | 20.339 |  | BRICK & BLOCK
2 | Bricks- Moda gadol(big brick) | 1 | nr | [9 empty] | 27.5 | 27.5 |  |  | 45 | 45 | 44 | 37.2881 | 33.0508 | 35.5932 | 35.5932 | 37.2881 |  | BRICK & BLOCK
3 | Cement Blocks hollow -400x200x100mm | 1 | nr |  |  |  |  | 110 |  |  |  | 121.1864 | 121.1864 | 121.1864 | 121.1864 | 121.1864 | 121.1864 | 119.6441 | 119.6441 | 119.6441 | 119.6441 | 119.6441 | 119.6441 | 119.6441 | SMS | BRICK & BLOCK
4 | Cement Blocks hollow -400x200x150mm | 1 | nr |  |  |  |  | 169 |  |  |  | 164.4068 | 164.4068 | 164.4068 | 164.4068 | 164.4068 | 164.4068 | 162.8305 | 162.8305 | 162.8305 | 162.8305 | 162.8305 | 162.8305 | 162.8305 | SMS | BRICK & BLOCK
5 | Cement Blocks hollow -400x200x200mm | 1 | nr |  |  |  |  | 238 |  |  |  | 216.1017 | 216.1017 | 216.1017 | 216.1017 | 216.1017 | 216.1017 | 213.9237 | 213.9237 | 213.9237 | 213.9237 | 213.9237 | 213.9237 | 213.9237 | SMS | BRICK & BLOCK
6 | Cement Blocks solid -400x200x100mm | 1 | nr |  |  |  |  | 157 |  |  |  | 143.2203 | 143.2203 | 143.2203 | 143.2203 | 143.2203 | 143.2203 | 141.3305 | 141.3305 | 141.322 | 141.322 | 141.322 | 141.322 | 141.322 | SMS | BRICK & BLOCK
7 | Cement Blocks solid -400x200x150mm | 1 | nr |  |  |  |  | 232 |  |  |  | 207.6271 | 207.6271 | 207.6271 | 207.6271 | 207.6271 | 207.6271 | 204.3729 | 204.3729 | 204.3729 | 204.3729 | 204.3729 | 204.3729 | 204.3729 | SMS | BRICK & BLOCK
8 | Cement Blocks solid -400x200x200mm | 1 | nr |  |  |  |  | 309 |  |  |  | 266.9492 | 266.9492 | 266.9492 | 266.9492 | 266.9492 | 266.9492 | 262 | 262 | 262 | 262 | 262 | 262 | 262 | SMS | BRICK & BLOCK
9 | Lightweight concrete Blocks (Grade A) -600x200x100mm | 1 | nr |  |  |  |  | 325 |  |  |  | 325 | 325 | 325 |  |  | 275.4237 | 275.4237 | 275.4237 | 275.4237 | 275.4237 | 275.4237 | 275.4237 | 275.4237 | AAC Lanka | BRICK & BLOCK
10 | Lightweight concrete Blocks (Grade A) -600x200x150mm | 1 | nr |  |  |  |  | 490 |  |  |  | 488 | 488 | 488 |  |  | 415.2542 | 415.2542 | 415.2542 | 415.2542 | 415.2542 | 415.2542 | 415.2542 | 415.2542 | AAC Lanka | BRICK & BLOCK
11 | Lightweight concrete Blocks (Grade A) -600x200x200mm | 1 | nr |  |  |  |  | 652 |  |  |  | 652 | 652 | 652 |  |  | 529.661 | 529.661 | 529.661 | 529.661 | 529.661 | 529.661 | 529.661 | 529.661 | AAC Lanka | BRICK & BLOCK
12 | Lightweight concrete Blocks (Grade B) -600x200x100mm | 1 | nr | [8 empty] | 289 | 289 | 289 |  |  | 245.7627 | 245.7627 | 245.7627 | 245.7627 | 245.7627 | 245.7627 | 245.7627 | 245.7627 | AAC Lanka | BRICK & BLOCK
13 | Lightweight concrete Blocks (Grade B) -600x200x150mm | 1 | nr | [8 empty] | 435 | 435 | 435 |  |  | 368.6441 | 368.6441 | 368.6441 | 368.6441 | 368.6441 | 368.6441 | 368.6441 | 368.6441 | AAC Lanka | BRICK & BLOCK
14 | 80mm thick Paving Blocks - UNI III - Natural Colour - 40N/mm2 | 1 | m2 | [13 empty] | 72.4783 | 72.4783 | 72.4783 | 57.0339 | 57.0339 | 57.0339 | 57.0339 | 57.0339 | Rates has not changed. | BRICK & BLOCK
15 | 80mm thick Paving Blocks - UNI III - Natural Colour - 30N/mm2 | 1 | m2 | [13 empty] | 62.4435 | 62.4435 | 62.4435 | 49.0424 | 49.0424 | 49.0424 | 49.0424 | 49.0424 | Rates has not changed. | BRICK & BLOCK
16 | 80mm thick Paving Blocks - UNI II - Natural Colour - 25N/mm2 | 1 | m2 | [13 empty] | 49.5652 | 49.5652 | 49.5652 | 46.5678 | 46.5678 | 46.5678 | 46.5678 | 46.5678 | Rates has not changed. | BRICK & BLOCK
TIMBER & FORMWORK
FORMWORK
1 | Formwork Timber-Class 3 timber (25x50mm size) - One time use | 1 | lft | [8 empty] | 90 | 90 | 90 |  |  | 127.1186 | 127.1186 | 127.1686 | 127.1186 | 127.1186 | 127.1186 | 127.1186 |  |  | TIMBER & FORMWORK | FORMWORK
2 | Formwork Timber-Class 3 timber (25x50mm size) - Two time use | 1 | lft | [13 empty] | 169.4915 | 169.4915 | 169.5415 | 63.5593 | 63.5593 | 63.5593 | 63.5593 |  |  | TIMBER & FORMWORK | FORMWORK
3 | Formwork Timber-Class 3 timber (25x50mm size) - Three time use | 1 | lft | [13 empty] | 211.8644 | 211.8644 | 211.9144 | 105.9322 | 105.9322 | 105.9322 | 105.9322 |  |  | TIMBER & FORMWORK | FORMWORK
4 | Formwork Timber-Class 3 timber (50x50mm size) - One time use | 1 | lft | [13 empty] | 169.4915 | 169.4915 | 169.5415 | 105.9322 | 105.9322 | 105.9322 | 105.9322 |  |  | TIMBER & FORMWORK | FORMWORK
5 | Formwork Timber-Class 3 timber (50x50mm size) - two time use | 1 | lft |  |  |  |  | 35 |  |  |  | 180 | 180 | 180 |  |  | 211.8644 | 211.8644 | 211.9144 | 148.3051 | 148.3051 | 148.3051 | 148.3051 |  |  | TIMBER & FORMWORK | FORMWORK
6 | Formwork Timber-Class 3 timber (50x50mm size) - Three time use | 1 | lft | [13 empty] | 254.2373 | 254.2373 | 254.2873 | 148.3051 | 148.3051 | 148.3051 | 148.3051 |  |  | TIMBER & FORMWORK | FORMWORK
7 | Formwork Timber-Class 3 timber (50x100mm size) - one time use | 1 | lft | [13 empty] | 254.2373 | 254.2373 | 254.2873 | 211.8644 | 211.8644 | 211.8644 | 211.8644 |  |  | TIMBER & FORMWORK | FORMWORK
8 | Formwork Timber-Class 3 timber (50x100mm size) - Two time use | 1 | lft | [13 empty] | 338.9831 | 338.9831 | 339.0331 | 275.4237 | 275.4237 | 275.4237 | 275.4237 |  |  | TIMBER & FORMWORK | FORMWORK
9 | Formwork Timber-Class 3 timber (50x100mm size) - three time use | 1 | lft |  |  |  |  | 80 |  |  |  | 250 | 250 | 250 |  |  | 423.7288 | 423.7288 | 423.7788 | 360.1695 | 360.1695 | 360.1695 | 360.1695 |  | 0717713487-chathuranga | TIMBER & FORMWORK | FORMWORK
10 | Plywood sheet -12mm thick (8x4 ft) Indian | 1 | m | [17 empty] | 3177.9661 | 3177.9661 | 2796.6102 | 2754.2373 |  | TIMBER & FORMWORK | FORMWORK
11 | Plywood sheet -12mm thick (8x4 ft) Malaysian | 1 | m | [17 empty] | 3728.8136 | 3728.8136 | 4406.7797 | 3177.9661 |  | TIMBER & FORMWORK | FORMWORK
12 | Plywood Sheet (WBP) - 12 mm thick (8 x 4 ft) | 1 | nr | [8 empty] | 6500 | 6500 | 6500 |  |  | 7317.7966 | 7317.7966 | 3940.678 | 4406.7797 | 3728.8136 | 3728.8136 | 4556.7797 | 4067.7966 |  | TIMBER & FORMWORK | FORMWORK
13 | Plywood Sheet (WBP) - 15 mm thick (8 x 4 ft) | 1 | nr |  |  |  |  | 7500 |  |  |  | 7560 | 7560 | 7560 |  |  | 8728.8136 | 8728.8136 | 4788.1356 | 4830.5085 | 4491.5254 | 4491.5254 | 4371.1864 | 4788.1356 |  | TIMBER & FORMWORK | FORMWORK
14 | Plywood Sheet Film Faced (Black) - 12 mm thick (8 x 4 ft) | 1 | nr | [10 empty] | 4449.1525 | 4449.1525 |  | 4449.1525 | 4449.1525 | 4661.0169 | 4661.0169 | 5008.4746 | 5008.4746 | 4883.0508 | 5338.9831 |  | TIMBER & FORMWORK | FORMWORK
15 | Plywood Sheet Film Faced (Black) - 15 mm thick (8 x 4 ft) | 1 | nr | [10 empty] | 5296.6102 | 5296.6102 |  | 5296.6102 | 5296.6102 | 5635.5932 | 5635.5932 | 5961.8644 | 5961.8644 | 5577.1186 | 6610.1695 |  | TIMBER & FORMWORK | FORMWORK
16 | Plywood Sheet Film Faced (Black) - 18 mm thick (8 x 4 ft) | 1 | nr | [10 empty] | 6144.0678 | 6144.0678 |  | 6144.0678 | 6144.0678 | 6567.7966 | 6567.7966 | 6792.3729 | 6792.3729 | 7245.7627 | 7500 |  | TIMBER & FORMWORK | FORMWORK
| TIMBER | [24 empty] | TIMBER & FORMWORK
1 | 1"x9" Ginisapu | 1 | Lft | [8 empty] | 216 | 216 | 216 | 216 | 216 | 216 | 190 | 156.7797 | 169.4915 | 169.4915 | 169.4915 | 159.4915 |  | Kadurata Timber Deport | TIMBER & FORMWORK | TIMBER
2 | 3"x6" Thulan | 1 | Lft | [8 empty] | 1566 | 1566 | 1566 | 1566 | 1566 | 1566 | 230 | 1101.6949 | 1101.6949 | 1101.6949 | 1101.6949 | 1091.6949 |  | Kadurata Timber Deport | TIMBER & FORMWORK | TIMBER
3 | 2"x6" Thulan | 1 | Lft | [8 empty] | 1047.6 | 1047.6 | 1047.6 | 1047.6 | 1047.6 | 1047.6 | 152 | 610.1695 | 610.1695 | 610.1695 | 610.1695 | 600.1695 |  | Kadurata Timber Deport | TIMBER & FORMWORK | TIMBER
4 | 2"x2" Thulan | 1 | Lft | [8 empty] | 313.2 | 313.2 | 313.2 | 313.2 | 313.2 | 313.2 | 250 | 169.4915 | 169.4915 | 169.4915 | 169.4915 | 169.4915 |  | Kadurata Timber Deport | TIMBER & FORMWORK | TIMBER
5 | 2x2 pines | 1 | Lft | [8 empty] | 33 | 33 | 33 | 33 | 33 | 33 | 55 | 38.9831 | 42.3729 | 42.3729 | 42.3729 | 42.3729 |  | Kadurata Timber Deport | TIMBER & FORMWORK | TIMBER
6 | 1x2 pines | 1 | Lft | [8 empty] | 9 | 9 | 9 | 9 | 9 | 9 | 30 | 16.9492 | 16.9492 | 16.9492 | 16.9492 | 16.9492 |  | Kadurata Timber Deport | TIMBER & FORMWORK | TIMBER
7 | 2x4 pines | 1 | Lft | [8 empty] | 65 | 65 | 65 | 65 | 65 | 65 | 80 | 80.5085 | 80.5085 | 80.5085 | 80.5085 | 80.5085 |  | Kadurata Timber Deport | TIMBER & FORMWORK | TIMBER
| TEAK | 1 | Lft | [22 empty] | TIMBER & FORMWORK | TIMBER
1 | 1" x 2" | 1 | Lft | [9 empty] | 190.678 | 190.678 | 190.678 | 190.678 | 190.678 | 16.9492 | 84.7458 | 29.661 | 29.661 | 29.661 | 29.661 |  | Kadurata Timber Deport | TIMBER & FORMWORK | TIMBER
2 | 2" x 2" | 1 | Lft | [9 empty] | 381.3559 | 381.3559 | 381.3559 | 381.3559 | 381.3559 | 50.8475 | 152.5424 | [6 empty] | TIMBER & FORMWORK | TIMBER
3 | 2" x 4" | 1 | Lft | [9 empty] | 423.7288 | 423.7288 | 423.7288 | 423.7288 | 423.7288 | 800 | 423.7288 | 381.3559 | 381.3559 | 381.3559 | 381.3559 |  | Kadurata Timber Deport | TIMBER & FORMWORK | TIMBER
4 | 2" x 5" | 1 | Lft | [9 empty] | 974.5763 | 974.5763 | 974.5763 | 974.5763 | 974.5763 | 1271.1864 | 593.2203 | 550.8475 | 550.8475 | 550.8475 | 550.8475 |  | Kadurata Timber Deport | TIMBER & FORMWORK | TIMBER
5 | 2" x 6" | 1 | Lft | [9 empty] | 1144.0678 | 1144.0678 | 1144.0678 | 1144.0678 | 1144.0678 | 1694.9153 | 635.5932 | 720.339 | 720.339 | 720.339 | 720.339 |  | Kadurata Timber Deport | TIMBER & FORMWORK | TIMBER
6 | 2" x 8" | 1 | Lft | [9 empty] | 2372.8814 | 2372.8814 | 2372.8814 | 2372.8814 | 2372.8814 | 2118.6441 | 1016.9492 | 847.4576 | 847.4576 | 847.4576 | 847.4576 |  | Kadurata Timber Deport | TIMBER & FORMWORK | TIMBER
7 | 3" x 4" | 1 | Lft | [9 empty] | 1016.9492 | 1016.9492 | 1016.9492 | 1016.9492 | 1016.9492 | 847.4576 | 593.2203 | 593.2203 | 593.2203 | 593.2203 | 593.2203 |  | Kadurata Timber Deport | TIMBER & FORMWORK | TIMBER
8 | 3" x 5" | 1 | Lft | [9 empty] | 1525.4237 | 1525.4237 | 1525.4237 | 1525.4237 | 1525.4237 | 1271.1864 | 762.7119 | 932.2034 | 932.2034 | 932.2034 | 932.2034 |  | Kadurata Timber Deport | TIMBER & FORMWORK | TIMBER
9 | 3" x 6" | 1 | Lft | [9 empty] | 2372.8814 | 2372.8814 | 2372.8814 | 2372.8814 | 2372.8814 | 3050.8475 | 932.2034 | 1271.1864 | 1271.1864 | 1271.1864 | 1271.1864 |  | Kadurata Timber Deport | TIMBER & FORMWORK | TIMBER
| KEMPUS | [24 empty] | TIMBER & FORMWORK | TIMBER
1 | 1" x 2" | 1 | Lft | [9 empty] | 80.5085 | 80.5085 | 80.5085 | 80.5085 | 80.5085 | 101.6949 | 84.7458 | 84.7458 | 84.7458 | 84.7458 | 79.7458 |  | Kadurata Timber Deport | TIMBER & FORMWORK | TIMBER
2 | 2" x 2" | 1 | Lft | [9 empty] | 152.5424 | 152.5424 | 152.5424 | 152.5424 | 152.5424 | 190.678 | 152.5424 | 169.4915 | 169.4915 | 169.4915 | 164.4915 |  | Kadurata Timber Deport | TIMBER & FORMWORK | TIMBER
3 | 2" x 4" | 1 | Lft | [9 empty] | 360.1695 | 360.1695 | 360.1695 | 360.1695 | 360.1695 | 402.5424 | 423.7288 | 355.9322 | 355.9322 | 355.9322 | 350.9322 |  | Kadurata Timber Deport | TIMBER & FORMWORK | TIMBER
4 | 2" x 5" | 1 | Lft | [9 empty] | 593.2203 | 593.2203 | 593.2203 | 593.2203 | 593.2203 | 550.8475 | 593.2203 | 572.0339 | 572.0339 | 572.0339 | 567.0339 |  | Kadurata Timber Deport | TIMBER & FORMWORK | TIMBER
5 | 2" x 6" | 1 | Lft | [9 empty] | 635.5932 | 635.5932 | 635.5932 | 635.5932 | 635.5932 | 635.5932 | 635.5932 | 618.6441 | 618.6441 | 618.6441 | 613.6441 |  | Kadurata Timber Deport | TIMBER & FORMWORK | TIMBER
6 | 2" x 8" | 1 | Lft | [9 empty] | 1567.7966 | 1567.7966 | 1567.7966 | 1567.7966 | 1567.7966 | 1016.9492 | 1016.9492 | 932.2034 | 932.2034 | 932.2034 | 927.2034 |  | Kadurata Timber Deport | TIMBER & FORMWORK | TIMBER
7 | 3" x 4" | 1 | Lft | [9 empty] | 614.4068 | 614.4068 | 614.4068 | 614.4068 | 614.4068 | 635.5932 | 593.2203 | 635.5932 | 635.5932 | 635.5932 | 630.5932 |  | Kadurata Timber Deport | TIMBER & FORMWORK | TIMBER
8 | 3" x 5" | 1 | Lft | [9 empty] | 932.2034 | 932.2034 | 932.2034 | 932.2034 | 932.2034 | 889.8305 | 762.7119 | 889.8305 | 889.8305 | 889.8305 | 884.8305 |  | Kadurata Timber Deport | TIMBER & FORMWORK | TIMBER
9 | 3" x 6" | 1 | Lft | [9 empty] | 1101.6949 | 1101.6949 | 1101.6949 | 1101.6949 | 1101.6949 | 1271.1864 | 932.2034 | 1101.6949 | 1101.6949 | 1101.6949 | 1096.6949 |  | Kadurata Timber Deport | TIMBER & FORMWORK | TIMBER
10 | 4" x 6" | 1 | Lft | [9 empty] | 1567.7966 | 1567.7966 | 1567.7966 | 1567.7966 | 1567.7966 | 1610.1695 | 1906.7797 | 1694.9153 | 1694.9153 | 1694.9153 | 1689.9153 |  | Kadurata Timber Deport | TIMBER & FORMWORK | TIMBER
11 | 4" x 8" | 1 | Lft | [9 empty] | 2457.6271 | 2457.6271 | 2457.6271 | 2457.6271 | 2457.6271 | 1949.1525 | 2118.6441 | 2118.6441 | 2118.6441 | 2118.6441 | 2113.6441 |  | Kadurata Timber Deport | TIMBER & FORMWORK | TIMBER
STRUCTURAL STEEL
REINFORCEMET
1 | Reinforcement steel-6mm dia Mild Steel bar | 1 | t |  |  |  |  | 280000 |  | 239796.42 |  | 245000 | 240002.57 | 240002.57 | 240002.57 | 240002.57 | 239000 | 239000 | 260169.4915 | 260169.4915 | 260169.4915 | 260169.4915 | 260169.4915 |  | Lanwa | STRUCTURAL STEEL | REINFORCEMET
2 | Reinforcement steel-8mm dia Mild Steel bar | 1 | t |  |  |  |  | 280000 |  | 239796.42 |  | 245000 | 240002.57 | 240002.57 | 240002.57 | 240002.57 | 239000 | 239000 | 260169.4915 | 260169.4915 | 260169.4915 | 260169.4915 | 260169.4915 |  | Lanwa | STRUCTURAL STEEL | REINFORCEMET
3 | Reinforcement steel-12mm dia Tor Steel bar | 1 | t |  |  |  |  | 280000 |  | 239796.42 |  | 245000 | 240002.57 | 240002.57 | 240002.57 | 240002.57 | 239000 | 239000 | 260169.4915 | 260169.4915 | 260169.4915 | 260169.4915 | 260169.4915 |  | Lanwa | STRUCTURAL STEEL | REINFORCEMET
4 | Reinforcement steel-16mm dia Tor Steel bar | 1 | t |  |  |  |  | 280000 |  | 239796.42 |  | 245000 | 240002.57 | 240002.57 | 240002.57 | 240002.57 | 239000 | 239000 | 260169.4915 | 260169.4915 | 260169.4915 | 260169.4915 | 260169.4915 |  | Lanwa | STRUCTURAL STEEL | REINFORCEMET
5 | Reinforcement steel-20mm dia Tor Steel bar | 1 | t |  |  |  |  | 280000 |  | 239796.42 |  | 245000 | 240002.57 | 240002.57 | 240002.57 | 240002.57 | 239000 | 239000 | 260169.4915 | 260169.4915 | 260169.4915 | 260169.4915 | 260169.4915 |  | Lanwa | STRUCTURAL STEEL | REINFORCEMET
6 | Reinforcement steel-25mm dia Tor Steel bar | 1 | t |  |  |  |  | 280000 |  | 239796.42 |  | 245000 | 240002.57 | 240002.57 | 240002.57 | 240002.57 | 239000 | 239000 | 260169.4915 | 260169.4915 | 260169.4915 | 260169.4915 | 260169.4915 |  | Lanwa | STRUCTURAL STEEL | REINFORCEMET
| ANGLE IRON | [24 empty] | STRUCTURAL STEEL
1 | Angle iron 25x25x3mm (5.8mtrs) | 12 | Length | [9 empty] | 1779.661 | 1779.661 |  |  | 1504.2373 | 1504.2373 | 1377.1186 | 1377.1186 | 1440.678 | 1440.678 |  |  | Janatha Steel | STRUCTURAL STEEL | ANGLE IRON
2 | Angle iron 25x25x5mm (5.8mtrs) | 12 | Length | [9 empty] | 2563.5593 | 2563.5593 |  |  | 2203.3898 | 2203.3898 | 2118.6441 | 2118.6441 | 2203.3898 | 2203.3898 |  |  | Janatha Steel | STRUCTURAL STEEL | ANGLE IRON
3 | Angle iron 25x25x2.5mm (5.8mtrs) | 5 | Length | [9 empty] | 2563.5593 | 2563.5593 |  |  | 720.339 | 720.339 | 656.7797 | 656.7797 | 762.7119 | 762.7119 |  |  | Janatha Steel | STRUCTURAL STEEL | ANGLE IRON
4 | Angle iron 38x38x3mm (5.6mtrs) | 4 | Length | [9 empty] | 2245.7627 | 2245.7627 |  |  | 1949.1525 | 1949.1525 | 1864.4068 | 1864.4068 | 1906.7797 | 1906.7797 |  |  | Janatha Steel | STRUCTURAL STEEL | ANGLE IRON
5 | Angle iron 38x38x4.5mm (5.6mtrs) | 4 | Length | [9 empty] | 3110.1695 | 3110.1695 |  |  | 2711.8644 | 2711.8644 | 2754.2373 | 2754.2373 | 2669.4915 | 2669.4915 |  |  | Janatha Steel | STRUCTURAL STEEL | ANGLE IRON
6 | Angle iron 38x38x5mm (5.6mtrs) | 4 | Length | [9 empty] | 4025.4237 | 4025.4237 |  |  | 3389.8305 | 3389.8305 | 3991.5254 | 3991.5254 | 3347.4576 | 3347.4576 |  |  | Janatha Steel | STRUCTURAL STEEL | ANGLE IRON
7 | Angle iron 38x38x6mm (5.6mtrs) | 21 | Length | [9 empty] | 4661.0169 | 4661.0169 |  |  | 3983.0508 | 3983.0508 | 4711.8644 | 4711.8644 | 3898.3051 | 3898.3051 |  |  | Janatha Steel | STRUCTURAL STEEL | ANGLE IRON
8 | Angle iron 46x46x4.2mm (5.6mtrs) | 9 | Length | [9 empty] | 4322.0339 | 4322.0339 |  |  | 3669.4915 | 3669.4915 | 3508.4746 | 3508.4746 | 3686.4407 | 3686.4407 |  |  | Janatha Steel | STRUCTURAL STEEL | ANGLE IRON
9 | Angle iron 50x50x4.2mm (5.8mtrs) | 9 | Length | [9 empty] | 4322.0339 | 4322.0339 |  |  | 4322.0339 | 4322.0339 |  |  | 0 | 0 |  |  | Janatha Steel | STRUCTURAL STEEL | ANGLE IRON
10 | Angle iron 50x50x5mm (5.8mtrs) | 9 | Length | [9 empty] | 6080.5085 | 6080.5085 |  |  | 5169.4915 | 5169.4915 | 5118.6441 | 5118.6441 | 5169.4915 | 5169.4915 |  |  | Janatha Steel | STRUCTURAL STEEL | ANGLE IRON
11 | Angle iron 50x50x6mm (5.8mtrs) | 2 | Length | [9 empty] | 7372.8814 | 7372.8814 |  |  | 5911.0169 | 5911.0169 | 5610.1695 | 5610.1695 | 5889.8305 | 5889.8305 |  |  | Janatha Steel | STRUCTURAL STEEL | ANGLE IRON
12 | Angle iron 63x63x6mm (5.8mtrs) | 2 | Length | [9 empty] | 8898.3051 | 8898.3051 |  |  | 7627.1186 | 7627.1186 | 7500 | 7500 | 7457.6271 | 7457.6271 |  |  | Janatha Steel | STRUCTURAL STEEL | ANGLE IRON
13 | Angle iron 75x75x6mm (5.8mtrs) | 2 | Length | [9 empty] | 11440.678 | 11440.678 |  |  | 9491.5254 | 9491.5254 | 9593.2203 | 9593.2203 | 9406.7797 | 9406.7797 |  |  | Janatha Steel | STRUCTURAL STEEL | ANGLE IRON
| GI BOX BAR | [19 empty] | 0 | 0 |  |  |  | STRUCTURAL STEEL
1 | GI Box Bar 25x25x0.9mm (5.5 mtrs) | 1 | Length | [9 empty] | 889.8305 | 889.8305 |  |  | 762.7119 | 762.7119 | 1016.9492 | 1016.9492 | 960.1695 | 960.1695 |  |  | Janatha Steel | STRUCTURAL STEEL | GI BOX BAR
2 | GI Box Bar 25x25x1.2mm (5.5 mtrs) | 1 | Length | [9 empty] | 1588.9831 | 1588.9831 |  |  | 974.5763 | 974.5763 | 1313.5593 | 1313.5593 | 1250 | 1250 |  |  | Janatha Steel | STRUCTURAL STEEL | GI BOX BAR
3 | GI Box Bar 25x25x1.4mm (5.5 mtrs) | 1 | Length | [9 empty] | 1847.4576 | 1847.4576 |  |  | 1271.1864 | 1271.1864 | 1525.4237 | 1525.4237 | 1440.678 | 1440.678 |  |  | Janatha Steel | STRUCTURAL STEEL | GI BOX BAR
4 | GI Box Bar 25x25x1.6mm (5.5 mtrs) | 1 | Length | [9 empty] | 2097.4576 | 2097.4576 |  |  | 1694.9153 | 1694.9153 | 1737.2881 | 1737.2881 | 1661.0169 | 1661.0169 |  |  | Janatha Steel | STRUCTURAL STEEL | GI BOX BAR
5 | GI Box Bar 25x25x2mm (5.5 mtrs) | 1 | Length | [9 empty] | 2584.7458 | 2584.7458 |  |  | 1949.1525 | 1949.1525 | 2127.1186 | 2127.1186 | 2025.4237 | 2025.4237 |  |  | Janatha Steel | STRUCTURAL STEEL | GI BOX BAR
6 | GI Box Bar 50x50x1.2mm (5.5 mtrs) | 1 | Length | [9 empty] | 3177.9661 | 3177.9661 |  |  | 2542.3729 | 2542.3729 | 2669.4915 | 2669.4915 | 2542.3729 | 2542.3729 |  |  | Janatha Steel | STRUCTURAL STEEL | GI BOX BAR
7 | GI Box Bar 50x50x1.4mm (5.5 mtrs) | 1 | Length | [9 empty] | 3720.339 | 3720.339 |  |  | 3135.5932 | 3135.5932 | 3072.0339 | 3072.0339 | 2966.1017 | 2966.1017 |  |  | Janatha Steel | STRUCTURAL STEEL | GI BOX BAR
8 | GI Box Bar 50x50x1.6mm (5.5 mtrs) | 1 | Length | [9 empty] | 4258.4746 | 4258.4746 |  |  | 3644.0678 | 3644.0678 | 3576.2712 | 3576.2712 | 3474.5763 | 3474.5763 |  |  | Janatha Steel | STRUCTURAL STEEL | GI BOX BAR
9 | GI Box Bar 50x50x2mm (5.5 mtrs) | 1 | Length | [9 empty] | 5275.4237 | 5275.4237 |  |  | 4491.5254 | 4491.5254 | 4432.2034 | 4432.2034 | 4237.2881 | 4237.2881 |  |  | Janatha Steel | STRUCTURAL STEEL | GI BOX BAR
10 | GI Box Bar 50x25x1.2mm (5.5 mtrs) | 1 | Length | [9 empty] | 2415.2542 | 2415.2542 |  |  | 1779.661 | 1779.661 | 2000 | 2000 | 1927.9661 | 1927.9661 |  |  | Janatha Steel | STRUCTURAL STEEL | GI BOX BAR
11 | GI Box Bar 50x25x1.4mm (5.5 mtrs) | 1 | Length | [9 empty] | 2796.6102 | 2796.6102 |  |  | 2288.1356 | 2288.1356 | 2313.5593 | 2313.5593 | 2245.7627 | 2245.7627 |  |  | Janatha Steel | STRUCTURAL STEEL | GI BOX BAR
12 | GI Box Bar 50x25x1.6mm (5.5 mtrs) | 1 | Length | [9 empty] | 3177.9661 | 3177.9661 |  |  | 2542.3729 | 2542.3729 | 2627.1186 | 2627.1186 | 2597.4576 | 2597.4576 |  |  | Janatha Steel | STRUCTURAL STEEL | GI BOX BAR
13 | GI Box Bar 50x25x2mm (5.5 mtrs) | 1 | Length | [9 empty] | 3974.5763 | 3974.5763 |  |  | 3220.339 | 3220.339 | 3283.8983 | 3283.8983 | 8771.1864 | 8771.1864 |  |  | Janatha Steel | STRUCTURAL STEEL | GI BOX BAR
14 | GI Box Bar 100x100x2mm (5.5 mtrs) | 1 | Length | [9 empty] | 12500 | 12500 |  |  | 9322.0339 | 9322.0339 | 7563.5593 | 7563.5593 | 6483.0508 | 6483.0508 |  |  | Janatha Steel | STRUCTURAL STEEL | GI BOX BAR
15 | GI Box Bar 100x50x2mm (5.5 mtrs) | 1 | Length | [9 empty] | 8050.8475 | 8050.8475 |  |  | 7372.8814 | 7372.8814 | 6745.7627 | 6745.7627 | 6440.678 | 6440.678 |  |  | Janatha Steel | STRUCTURAL STEEL | GI BOX BAR
16 | GI Box Bar 75x75x2mm (5.5 mtrs) | 1 | Length | [9 empty] | 8050.8475 | 8050.8475 |  |  | 14830.5085 | 14830.5085 | 6758.4746 | 6758.4746 | 6440.678 | 6440.678 |  |  | Janatha Steel | STRUCTURAL STEEL | GI BOX BAR
17 | GI Box Bar 75x75x3mm (5.5 mtrs) | 1 | Length | [9 empty] | 11864.4068 | 11864.4068 |  |  | 22033.8983 | 22033.8983 | 9936.4407 | 9936.4407 | 9661.0169 | 9661.0169 |  |  | Janatha Steel | STRUCTURAL STEEL | GI BOX BAR
| GI PIPE | [24 empty] | STRUCTURAL STEEL
1 | GI pipes (DN 15) 6mtrs 0.5" 2mm | 1 | Length | [10 empty] | 1552.1186 | 1552.1186 |  | 1652.5424 | 1652.5424 | 2372.8814 | 1906.7797 | 1906.7797 | 1906.7797 |  |  | BnS hardware | STRUCTURAL STEEL | GI PIPE
3 | GI pipes (DN 25) 6mtrs 1" 2mm | 1 | Length | [10 empty] | 3050.8475 | 3050.8475 |  | 2669.4915 | 2669.4915 | 2906.7797 | 3093.2203 | 3093.2203 | 3093.2203 |  |  | BnS hardware | STRUCTURAL STEEL | GI PIPE
4 | GI pipes (DN 32) 6mtrs 1.5" 2mm | 1 | Length | [10 empty] | 4067.7966 | 4067.7966 |  | 3050.8475 | 3050.8475 |  | 4618.6441 | 4618.6441 | 4618.6441 |  |  | BnS hardware | STRUCTURAL STEEL | GI PIPE
5 | GI pipes (DN 40) 6mtrs 2" 2mm | 1 | Length | [10 empty] | 5084.7458 | 5084.7458 |  | 3305.0847 | 3305.0847 |  | 3813.5593 | 3813.5593 | 3813.5593 |  |  | BnS hardware | STRUCTURAL STEEL | GI PIPE
6 | GI pipes (DN 50) 6mtrs 2.5" 2mm | 1 | Length | [10 empty] | 5872.8814 | 5872.8814 |  | 5466.1017 | 5466.1017 | 5932.2034 | 7627.1186 | 4872.8814 | 4872.8814 |  |  | BnS hardware | STRUCTURAL STEEL | GI PIPE
7 | GI pipes (DN 65) 6mtrs 4" 2mm | 1 | Length | [10 empty] | 8058.4746 | 8058.4746 |  | 13983.0508 | 13983.0508 |  | 11016.9492 | 11016.9492 | 11016.9492 |  |  | BnS hardware | STRUCTURAL STEEL | GI PIPE
| C-PURLINS HI TENSILE | [24 empty] | STRUCTURAL STEEL
1 | 100mm x 50mm x 12mm x 2mm thick (2" x 4") | 1 | lft |  |  |  |  | 1854 | [8 empty] | 275.4237 | 275.4237 | 259.322 | 296.6102 | 296.6102 | 296.6102 |  |  |  | STRUCTURAL STEEL | C-PURLINS HI TENSILE
2 | 100mm x 50mm x 15mm x 2mm thick (2" x 4") | 1 | lft | [13 empty] | 360.1695 | 360.1695 | 338.9831 | 355.9322 | 355.9322 | 355.9322 |  |  |  | STRUCTURAL STEEL | C-PURLINS HI TENSILE
3 | 125mm x 60mm x 20mm x 2mm thick (2.5" x 5") | 1 | lft | [13 empty] | 466.1017 | 466.1017 | 415.2542 | 593.2203 | 593.2203 | 593.2203 |  |  |  | STRUCTURAL STEEL | C-PURLINS HI TENSILE
4 | 150mm x 65mm x 20mm x 2mm thick (2.5" x 6") | 1 | lft | [13 empty] | 478.8136 | 478.8136 | 508.4746 | 381.3559 | 381.3559 | 381.3559 |  |  |  | STRUCTURAL STEEL | C-PURLINS HI TENSILE
| OTHER | [24 empty] | STRUCTURAL STEEL
1 | C channel 100x50x5mm (2" x 4") | 1 | Length | [13 empty] | 20338.9831 | 20338.9831 | 12288.1356 | 12288.1356 | [5 empty] | STRUCTURAL STEEL | OTHER
2 | Structural Steel (H Iron) - Grade S275 | 1 | t |  |  |  |  | 325000 |  |  |  | 310000 | 310000 | 310000 | [5 empty] | 250000 | [5 empty] | STRUCTURAL STEEL | OTHER
HARDWARE ITEMS
1 | Wire nails | 1 | kg |  |  |  |  | 450 |  |  |  | 450 | 450 | 450 | 450 |  | 450 | 450 | 450 | 381.3559 | 406.7797 | 406.7797 | 381.3559 |  |  | HARDWARE ITEMS
2 | 8mm (5/16") Thread bar (6' long) | 1 | m | [8 empty] | 225 |  |  |  |  | 300 | 300 | 300 | 402.5424 | 550.8475 | 550.8475 | 466.1017 |  |  | HARDWARE ITEMS
3 | Binding wires | 1 | kg |  |  |  |  | 350 |  |  |  | 600 | 644.0678 | 644.0678 |  |  | 450 | 450 | 450 | 381.3559 | 381.3559 | 381.3559 | 381.3559 |  |  | HARDWARE ITEMS
4 | wall plugs no 6 | 100 | nr | [8 empty] | 250 | 250 | 250 |  |  | 300 | 300 | 300 | 84.7458 | 84.7458 | 84.7458 | 84.7458 |  |  | HARDWARE ITEMS
5 | wall plugs no 7,8 | 100 | nr | [16 empty] | 105.9322 | 105.9322 | 105.9322 | 105.9322 |  |  | HARDWARE ITEMS
6 | 75x75mm gauge 18 GI mesh (45m2/roll) Macson | 1 | nr | [13 empty] | 17804.2373 | 17804.2373 | 17804.2373 | 17804.2373 | 17804.2373 | 17804.2373 |  |  | MACSON | HARDWARE ITEMS
7 | Chicken mesh 23 gauge | 1 | roll |  | 9500 | [11 empty] | 12847.4576 | 12847.4576 | 12847.4576 | 8050.8475 | 8050.8475 | 8050.8475 | 10920.339 |  |  | HARDWARE ITEMS
8 | Colour pigments | 1 | kg | [13 empty] | 2288.1356 | 2288.1356 | 2288.1356 |  | 1228.8136 | 1228.8136 | 1033.8983 |  |  | HARDWARE ITEMS
9 | Titanium | 1 | kg | [8 empty] | 2542.3729 |  |  |  |  | 1669.4915 | 1669.4915 | 1669.4915 | 1101.6949 | 805.0847 | 805.0847 | 805.0847 |  |  | HARDWARE ITEMS
10 | 4" Cutting disk | 1 | nr |  |  |  |  | 350 |  |  |  | 100 |  |  |  |  | 90 | 90 | 250 | 84.7458 | 127.1186 | 127.1186 | 224.5763 |  |  | HARDWARE ITEMS
11 | 4" Grinder wheel (Strong brand) | 1 | nr | [8 empty] | 118.6441 |  |  |  |  | 150 | 150 | 302.5424 | 186.4407 | 186.4407 | 186.4407 | 169.4915 |  |  | HARDWARE ITEMS
12 | 4" Diamond wheel (Kevin brand) | 1 | nr |  |  |  |  | 915 |  |  |  | 296.6102 |  |  |  |  | 900 | 900 | 1243.2203 | 1016.9492 | 1652.5424 | 1652.5424 | 2389.8305 |  |  | HARDWARE ITEMS
13 | Chain Link Fence - Height 6ft/Gauge 10 (Opening area 2-1/4"x2-1/4") | 1 | Roll |  | #REF! | [6 empty] | 24915.2542 | 24915.2542 | 24915.2542 |  |  | 35580.5085 | 35580.5085 | 49974.5763 | 21930.7288 | 21930.7288 | 21930.7288 | 17826.2712 |  |  | HARDWARE ITEMS
14 | Chain Link Fence - Height 4ft/Gauge 10 | 1 | Roll | [8 empty] | 16737.2881 | 16737.2881 | 16737.2881 |  |  | 23720.339 | 23720.339 | 32416.1017 | 14820.339 | 14820.339 | 14820.339 | 12449.1525 |  |  | HARDWARE ITEMS
15 | 0.75mm decking sheet (3ft width) | 1 | Lft | [9 empty] | 1737.2881 | [5 empty] | 1610.1695 | 1525.4237 | 1525.4237 | 1525.4237 | 1355.9322 |  |  | HARDWARE ITEMS
16 | Tempered glass 10mm | 1 | ft2 | [14 empty] | 677.9661 | 635.5932 | 720.339 | 720.339 | 720.339 | 593.2203 |  | 1300- | HARDWARE ITEMS
17 | Anti-termite treatment materials | 1 | m2 |  |  |  |  | 500 - 550 |  |  |  | 350 |  |  |  |  | 645 | 645 | 645 | 645 | 645 | 645 | 645 |  | Rates has not changed | HARDWARE ITEMS
18 | Polythene G750 | 1 | kg | [16 empty] | 254.2373 | 254.2373 | 254.2373 |  |  | 778016501 | HARDWARE ITEMS
INSULATION & FOIL
1 | 6-7mm double bubble thermal insulation - Ordinary | 1 | m2 | [9 empty] | 635.5932 |  |  |  | 425 | 425 | 425 | 425 | 425 | 425 | 425 |  | Rates has not changed | INSULATION & FOIL
2 | 6-7mm double bubble thermal insulation - Fire rated | 1 | m2 | [9 empty] | 805.0847 |  |  |  | 625 | 625 | 625 | 600 | 600 | 600 | 600 |  | Rates has not changed | INSULATION & FOIL
3 | Mcfoil 3mm thick | 1 | m² | [13 empty] | 220.339 | 220.339 | 186.4407 | 200 | 200 | 200 |  |  |  | INSULATION & FOIL
4 | Macfoil 5mm thick | 1 | m² | [13 empty] | 254.2373 | 254.2373 | 330.5085 | 250 | 250 | 250 |  | 775556658 |  | INSULATION & FOIL
5 | 50mm thick glass wool blanket sandwich with 3 way reinforced double sided Aluminium foil (18m2/roll) | 1 | nr | [13 empty] | 23500 | 23500 | 21059.322 | 22000 | 22000 | 22000 |  |  |  | INSULATION & FOIL
PARTITION & PANNELS
GYPSUM BOARD
1 | 9mm Gypsum board (8'x4') - Melwa | 1 | nr | [8 empty] | 3000 | 3000 | 3000 |  |  | 2542.3729 | 2542.3729 | 2542.3729 |  | 2372.8814 | 2372.8814 | 2372.8814 |  | MELWA | PARTITION & PANNELS | GYPSUM BOARD
2 | 12mm Gypsum board (8'x4') - Melwa | 1 | nr | [8 empty] | 3739.13 | 4250 | 4250 |  |  | 4250 | 4250 | 4250 |  | 3389.8305 | 3389.8305 | 3389.8305 |  | MELWA | PARTITION & PANNELS | GYPSUM BOARD
| CEMENT BOARD | [24 empty] | PARTITION & PANNELS
1 | 6mm Cement board (8'x4') - El Toro | 1 | nr | [8 empty] | 3650 | 3650 | 3650 | 3650 | 3650 | 3650 | 3650 | 3650 |  | 3355.9322 | 3355.9322 |  |  |  | PARTITION & PANNELS | CEMENT BOARD
2 | 9mm Cement board (8'x4') - El Toro | 1 | nr | [8 empty] | 5400 | 5400 | 5400 | 5400 | 5400 | 5400 | 5400 | 5400 |  | 5025.4237 | 5025.4237 |  |  |  | PARTITION & PANNELS | CEMENT BOARD
| PARTITION BOARDS | [24 empty] | PARTITION & PANNELS
1 | TORO Partition Board (S) 2440 mm * 1220 mm(6mm) | 1 | nr | [10 empty] | 3355.9322 | 3355.9322 | 3355.9322 | 3355.9322 | 3355.9322 | 3355.9322 | 3355.9322 | 3355.9322 | 3355.9322 | 3355.9322 |  | Rates has not changed- El toro | PARTITION & PANNELS | PARTITION BOARDS
2 | TORO Partition Board (S) 2440 mm * 1220 mm(8mm) | 1 | nr | [10 empty] | 4305.0847 | 4305.0847 | 4305.0847 | 4305.0847 | 4305.0847 | 4305.0847 | 4305.0847 | 4305.0847 | 4305.0847 | 4305.0847 |  |  | PARTITION & PANNELS | PARTITION BOARDS
3 | TORO Partition Board (S) 2440 mm * 1220 mm(9 mm) | 1 | nr | [10 empty] | 5025.4237 | 5025.4237 | 5025.4237 | 5025.4237 | 5025.4237 | 5025.4237 | 5025.4237 | 5025.4237 | 5025.4237 | 5025.4237 |  |  | PARTITION & PANNELS | PARTITION BOARDS
4 | TORO Partition Board (S) 2440 mm * 1220 mm(10 mm) | 1 | nr | [10 empty] | 6915.2542 | 6915.2542 | 6915.2542 | 6915.2542 | 6915.2542 | 6915.2542 | 5444.92 | 5444.92 | 5444.92 | 5444.92 |  |  | PARTITION & PANNELS | PARTITION BOARDS
5 | TORO Partition Board (S) 2440 mm * 1220 mm(12 mm) | 1 | nr | [15 empty] | 6915.2542 | 6915.2542 | 6915.2542 | 6915.2542 | 6915.2542 |  |  | PARTITION & PANNELS | PARTITION BOARDS
6 | TORO Partition Board (S) 2440 mm * 1220 mm(15 mm) | 1 | nr | [15 empty] | 8305.08 | 8305.08 | 8305.08 | 8305.08 | 8305.08 |  |  | PARTITION & PANNELS | PARTITION BOARDS
7 | TORO Partition Board (S) 2440 mm * 1220 mm(18 mm) | 1 | nr | [15 empty] | 10436.44 | 10436.44 | 10436.44 | 10436.44 | 10436.44 |  |  | PARTITION & PANNELS | PARTITION BOARDS
8 | TORO Partition Board (S) 2440 mm * 1220 mm(20 mm) | 1 | nr | [15 empty] | 12042.37 | 12042.37 | 12042.37 | 12042.37 | 12042.37 |  |  | PARTITION & PANNELS | PARTITION BOARDS
9 | TORO Partition Board (S) 2440 mm * 1220 mm(18 mm) Uncolored Wood Design | [17 empty] | 10872.88 | 10872.88 | 10872.88 | 10872.88 | 10872.88 |  |  | PARTITION & PANNELS | PARTITION BOARDS
10 | TORO Partition Board (S) 2440 mm * 1220 mm(9 mm) Uncolored Wood Design | [17 empty] | 5211.86 | 5211.86 | 5211.86 | 5211.86 | 5211.86 |  |  | PARTITION & PANNELS | PARTITION BOARDS
11 | TORO Partition Board (S) 2440 mm * 1220 mm(12mm) Uncolored Wood Design | [17 empty] | 7347.46 | 7347.46 | 7347.46 | 7347.46 | 7347.46 |  |  | PARTITION & PANNELS | PARTITION BOARDS
12 | TORO Partition Board (S) 2440 mm * 1220 mm(6 mm) Uncolored Wood Design | [17 empty] | 3444.92 | 3444.92 | 3444.92 | 3444.92 | 3444.92 |  |  | PARTITION & PANNELS | PARTITION BOARDS
| STRIP PANEL | [24 empty] | PARTITION & PANNELS
1 | Plain-TORO Lunumidella Strip Pannel (S) 2440 mm x 300 mm x 9MM (Uncolored - Plain Double "V" Groove) | [12 empty] | 1461.8644 | 1461.8644 | 1461.8644 | 1461.8644 | 1461.8644 | 1461.8644 | 1461.8644 | 1461.8644 | 1461.8644 | 1461.8644 |  |  | PARTITION & PANNELS | STRIP PANEL
2 | Plain-TORO Lunumidella Strip Pannel (S) 2440 mm x 300 mm x 9MM (Uncolored - Plain Single "V" Groove) | [12 empty] | 1461.8644 | 1461.8644 | 1461.8644 | 1461.8644 | 1461.8644 | 1461.8644 | 1461.8644 | 1461.8644 | 1461.8644 | 1461.8644 |  |  | PARTITION & PANNELS | STRIP PANEL
3 | Plain-TORO Lunumidella Strip Pannel (S) 2440 mm x 300 mm x 9 mm (Uncolored - Plain ) | [17 empty] | 1461.8644 | 1461.8644 | 1461.8644 | 1461.8644 | 1461.8644 |  |  | PARTITION & PANNELS | STRIP PANEL
4 | Plain-TORO Lunumidella Strip Pannel (S) 2440 mm x 300 mm x 6 mm (Uncolored - Plain Double V Groove) | [17 empty] | 1093.22 | 1093.22 | 1093.22 | 1093.22 | 1093.22 |  |  | PARTITION & PANNELS | STRIP PANEL
5 | Plain-TORO Lunumidella Strip Pannel (S) 2440 mm x 300 mm x 6 mm (Uncolored - Plan Single V Groove) | [17 empty] | 1093.22 | 1093.22 | 1093.22 | 1093.22 | 1093.22 |  |  | PARTITION & PANNELS | STRIP PANEL
6 | Wood-TORO Lunumidella Strip Pannel (S) 2440 mm x 300 mm x 9MM(Uncolored -Wood Design(P) Single "V"Groove) | [12 empty] | 1546.6102 | 1546.6102 | 1546.6102 | 1546.6102 | 1546.6102 | 1546.6102 | 1546.6102 | 1546.6102 | 1546.6102 | 1546.6102 |  |  | PARTITION & PANNELS | STRIP PANEL
7 | Wood-TORO Lunumidella Strip Pannel (S) 2440 mm x 300 mm x 9MM(Uncolored -Wood Design(P) Double"V"Groove) | [12 empty] | 1546.6102 | 1546.6102 | 1546.6102 | 1546.6102 | 1546.6102 | 1546.6102 | 1546.6102 | 1546.6102 | 1546.6102 | 1546.6102 |  |  | PARTITION & PANNELS | STRIP PANEL
8 | Wood-TORO Lunumidella Strip Pannel (S) 2440 mm x 300 mm x 6 mm (Uncolored - Wood Design Double V Groove) | [17 empty] | 1093.22 | 1093.22 | 1093.22 | 1093.22 | 1093.22 |  |  | PARTITION & PANNELS | STRIP PANEL
9 | Wood-TORO Lunumidella Strip Pannel (S) 2440 mm x 300 mm x 6 mm (Uncolored - Wood Design Single V Groove) | [17 empty] | 1093.22 | 1093.22 | 1093.22 | 1093.22 | 1093.22 |  |  | PARTITION & PANNELS | STRIP PANEL
10 | Color-TORO Lunumidella Strip Pannel (S) 2400 mm x 300 mm x 9MM (Plain Double "V" Groove) - Walnut*** | [17 empty] | 2016.95 | 2016.95 | 2016.95 | 2016.95 | 2016.95 |  |  | PARTITION & PANNELS | STRIP PANEL
11 | Color-TORO Lunumidella Strip Pannel (S) 2440 mm x 300 mm x 9MM (Plain Double "V" Groove) – Mahogani*** | [17 empty] | 2016.95 | 2016.95 | 2016.95 | 2016.95 | 2016.95 |  |  | PARTITION & PANNELS | STRIP PANEL
| FLOOR BOARD | [24 empty] | PARTITION & PANNELS
1 | TORO Floor Board (S) 2440 mm * 1220 mm (15 mm) | [12 empty] | 8305.0847 | 8305.0847 | 8305.0847 | 8305.0847 | 8305.0847 | 8305.0847 | 8220.339 | 8220.339 | 8220.339 | 8220.339 |  |  | PARTITION & PANNELS | FLOOR BOARD
2 | TORO Floor Board (S) 2440 mm * 1220 mm(18 mm) | [12 empty] | 10436.4407 | 10436.4407 | 10436.4407 | 10436.4407 | 10436.4407 | 10436.4407 | 10436.4407 | 10436.4407 | 10436.4407 | 10436.4407 |  |  | PARTITION & PANNELS | FLOOR BOARD
3 | TORO Floor Board (S) 2440 mm * 1220 mm(20 mm) | [12 empty] | 12042.3729 | 12042.3729 | 12042.3729 | 12042.3729 | 12042.3729 | 12042.3729 | 12042.3729 | 12042.3729 | 12042.3729 | 12042.3729 |  |  | PARTITION & PANNELS | FLOOR BOARD
| SKIRTING | [24 empty] | PARTITION & PANNELS
1 | TORO Skirting (S) 610 mm x 100 mm x 12MM (Uncolored - Plain) | [17 empty] | 245.76 | 245.76 | 245.76 | 245.76 | 245.76 |  |  | PARTITION & PANNELS | SKIRTING
2 | TORO Skirting (S) 1220 mm x 100 mm x 12MM (Uncolored - Plain) | [17 empty] | 487.29 | 487.29 | 487.29 | 487.29 | 487.29 |  |  | PARTITION & PANNELS | SKIRTING
3 | TORO Skirting (S) 2440 mm x 100 mm x 12MM (Uncolored - Plain) | [17 empty] | 974.58 | 974.58 | 974.58 | 974.58 | 974.58 |  |  | PARTITION & PANNELS | SKIRTING
4 | TORO Ceiling Skirting (S) 1203 mm x 75 mm x 12 mm (Uncolored - Plain) | [17 empty] | 389.83 | 389.83 | 389.83 | 389.83 | 389.83 |  |  | PARTITION & PANNELS | SKIRTING
5 | TORO Skirting (S) 2440 mm x 100 mm x 12MM (Colored - Plain) - Walnut*** | [17 empty] | 1148.31 | 1148.31 | 1148.31 | 1148.31 | 1148.31 |  |  | PARTITION & PANNELS | SKIRTING
6 | TORO Skirting (S) 1200 mm x 100 mm x 12MM (Colored - Plain) - Walnut*** | [17 empty] | 576.27 | 576.27 | 576.27 | 576.27 | 576.27 |  |  | PARTITION & PANNELS | SKIRTING
PAINT & EQUIPMENTS
PAINT
1 | Wall Paint - Emulsion paint (Brilliant white) | 1 | ltr |  |  |  |  | 1300 |  |  |  | 2020.339 | 2020.339 | 2020.339 | 2020.339 | 2020.339 | 2020.339 | 2020.339 | 2020.339 | 1186.4407 | 1483.0508 | 1483.0508 | 1016.9492 |  | NIPPON | PAINT & EQUIPMENTS | PAINT
2 | Wall Paint - Emulsion paint (Master palette) | 1 | ltr | [8 empty] | 2779.661 | 1850.8475 | 1850.8475 | 1850.8475 | 1850.8475 | 1850.8475 | 1850.8475 | 1850.8475 | 1525.4237 | 1483.0508 | 1483.0508 | 1949.1525 |  | NIPPON | PAINT & EQUIPMENTS | PAINT
3 | Wall Paint - Weathershield paint (Brilliant white) | 1 | ltr |  |  |  |  | 2100 |  |  |  | 2522.0339 | 2522.0339 | 2522.0339 | 2522.0339 | 2522.0339 | 2522.0339 | 2522.0339 | 2522.0339 | 1398.3051 | 1694.9153 | 1694.9153 | 1694.9153 |  | NIPPON | PAINT & EQUIPMENTS | PAINT
4 | Wall Paint - Weathershield paint (Master palette) | 1 | ltr | [8 empty] | 2223.7288 | 2223.7288 | 2223.7288 | 2223.7288 | 2223.7288 | 2223.7288 | 2223.7288 | 2223.7288 | 1864.4068 | 1694.9153 | 1694.9153 | 1228.8136 |  | NIPPON | PAINT & EQUIPMENTS | PAINT
5 | Wood Paint- enamel paint ( Super gloss enamel) | 1 | ltr | [8 empty] | 3338.9831 | 2494.9153 | 2494.9153 | 2494.9153 | 2494.9153 | 2494.9153 | 2494.9153 | 2494.9153 | 2118.6441 | 2033.8983 | 2033.8983 | 1949.1525 |  | NIPPON | PAINT & EQUIPMENTS | PAINT
6 | Wood Paint- water based (wood care All in one) | 1 | ltr | [8 empty] | 4427.1186 | 4427.1186 | 4427.1186 | 4427.1186 | 4427.1186 | 4427.1186 | 4427.1186 | 4427.1186 | 3813.5593 | 2203.3898 | 2203.3898 | 2754.2373 |  | NIPPON | PAINT & EQUIPMENTS | PAINT
7 | Wood preservative | 1 | ltr | [8 empty] | 989.8305 | 989.8305 | 989.8305 | 989.8305 | 989.8305 | 989.8305 | 989.8305 | 989.8305 | 822.0339 | 805.0847 | 805.0847 | 826.2712 |  | NIPPON | PAINT & EQUIPMENTS | PAINT
8 | Wood aluminium primer | 1 | ltr | [19 empty] | 1847.4576 |  | NIPPON | PAINT & EQUIPMENTS | PAINT
9 | Anti-corosive paint | 1 | ltr | [8 empty] | 2027.1186 | 2027.1186 | 2027.1186 | 2027.1186 | 2027.1186 | 2027.1186 | 2027.1186 | 2027.1186 | 1694.9153 | 1864.4068 | 1864.4068 | 1525.4237 |  | NIPPON | PAINT & EQUIPMENTS | PAINT
10 | Wall putty ( Paint Skim Coat - White) | 1 | 20kg | [8 empty] | 1281.3559 | 1281.3559 | 1281.3559 | 1281.3559 | 1281.3559 | 1281.3559 | 1281.3559 | 1281.3559 | 677.9661 | 720.339 | 720.339 | 706.2147 |  | NIPPON | PAINT & EQUIPMENTS | PAINT
11 | Wall filler | 1 | 20L | [8 empty] | 12535.5932 | 12535.5932 | 12535.5932 | 12535.5932 | 12535.5932 | 12535.5932 | 12535.5932 | 12535.5932 | 6779.661 | 7203.3898 | 7203.3898 | 5084.7458 |  | NIPPON | PAINT & EQUIPMENTS | PAINT
| ADHESIVE | [24 empty] | PAINT & EQUIPMENTS
1 | Adhesive - Internal - Nippon | 1 | 25kg | [8 empty] | 1684.322 | 1684.322 | 1684.322 | 1684.322 | 1684.322 | 1684.322 | 1684.322 | 1684.322 | 1144.0678 | 1567.7966 | 1567.7966 | 1525.4237 |  | NIPPON | PAINT & EQUIPMENTS | ADHESIVE
2 | Adhesive - External - Nippon | 1 | 25kg | [8 empty] | 1684.322 | 1684.322 | 1684.322 | 1684.322 | 1684.322 | 1684.322 | 1684.322 | 1684.322 | 1694.9153 | 1864.4068 | 1864.4068 | 1932.2034 |  | NIPPON | PAINT & EQUIPMENTS | ADHESIVE
| EQUIPMENTS | [24 empty] | PAINT & EQUIPMENTS
1 | Paint scraper (1.5") | 1 | nr | [8 empty] | 305.0847 | 305.0847 | 305.0847 | 305.0847 | 305.0847 | 305.0847 | 350 | 350 | 296.6102 | 296.6102 | 296.6102 | 292.3729 |  |  | PAINT & EQUIPMENTS | EQUIPMENTS
2 | Paint brush 1" - Brand NIPPON | 1 | nr | [8 empty] | 490 | 490 | 490 | 490 | 490 | 490 | 320 | 282.2034 | 254.2373 | 288.1356 | 288.1356 | 235.1695 |  |  | PAINT & EQUIPMENTS | EQUIPMENTS
3 | Paint brush 2" - Brand NIPPON | 1 | nr | [8 empty] | 987 | 944 | 944 | 944 | 944 | 944 | 500 | 416.1017 | 381.3559 | 381.3559 | 381.3559 | 419.4915 |  |  | PAINT & EQUIPMENTS | EQUIPMENTS
4 | Paint brush 4" - Brand NIPPON | 1 | nr | [8 empty] | 1695 | 1690 | 1690 | 1690 | 1690 | 1690 | 850 | 727.9661 | 720.339 | 805.0847 | 805.0847 | 915.2542 |  |  | PAINT & EQUIPMENTS | EQUIPMENTS
5 | Paint roller brush 9" - Brand NIPPON | 1 | nr |  |  |  |  | 1300 |  |  |  | 1266.9492 | 1347.4576 | 1347.4576 | 1347.4576 | 1347.4576 | 1347.4576 | 800 | 1288.9831 | 677.9661 | 1016.9492 | 1016.9492 | 800.8475 |  |  | PAINT & EQUIPMENTS | EQUIPMENTS
6 | Sand paper - White (Rhino Brand) | 1 | nr |  |  |  |  | 240 |  |  |  | 240 | 250 | 250 | 250 | 250 | 250 | 220 | 144.0678 | 127.1186 | 186.4407 | 186.4407 | 161.0169 |  |  | PAINT & EQUIPMENTS | EQUIPMENTS
7 | Sand paper - Black ((Rhino Brand) | 1 | nr | [8 empty] | 240 | 250 | 250 | 250 | 250 | 250 | 250 | 186.4407 | 186.4407 | 186.4407 | 186.4407 | 177.9661 |  |  | PAINT & EQUIPMENTS | EQUIPMENTS
TILING
TILES
LOCAL
1 | Tiles - Wall (Ceramic ) rocell tiles 2x1 | 1 | nr | [13 empty] | 783.8983 | 783.8983 | 830.5085 | 523.7288 | 644.9153 | 644.9153 | 402.5424 |  | ROCELL | TILING | TILES | LOCAL
2 | Tiles - Wall (Ceramic) lanka tiles 2x1 | 1 | nr |  |  |  |  | 4722 | [8 empty] | 550.8475 | 550.8475 | 712.7119 | 444.9153 | 533.8983 | 533.8983 | 419.4915 |  | LANKA TILES | TILING | TILES | LOCAL
3 | Tiles - Floor (Porcelain) lanka tiles 2x1 | 1 | nr |  |  |  |  | 5150 | [8 empty] | 786.4407 | 786.4407 | 769.4915 | 518.6441 | 581.3559 | 581.3559 | 466.1017 |  | LANKA TILES | TILING | TILES | LOCAL
| IMPORTED | [24 empty] | TILING | TILES
1 | Tiles - Wall (Porcelain Homogeneous) 2x1 Indian | 1 | nr | [13 empty] | 567.7966 | 567.7966 | 466.1017 | 466.1017 | 750 | 750 |  |  |  | TILING | TILES | IMPORTED
2 | Tiles - Wall (Ceramic) 2x1 Indian | 1 | nr | [13 empty] | 470.339 | 470.339 | 504.2373 | 483.0508 | 550 | 550 |  |  |  | TILING | TILES | IMPORTED
3 | Tiles - Floor (Porcelain Homogeneous) 2x2 Indian | 1 | nr | [13 empty] | 1059.322 | 1059.322 | 995.7627 | 1016.9492 | 750 | 750 |  |  |  | TILING | TILES | IMPORTED
| GRANITE & MARBLE | [24 empty] | TILING
1 | 20mm thick Granite (Local) 2x1 absolute black | 1 | nr | [13 empty] | 3389.8305 | 3389.8305 | 3813.5593 | 2500 | 4500 | 4500 | 5700 |  |  | TILING | GRANITE & MARBLE
2 | 20mm thick Granite (Imported) 2x1 absolute black | 1 | nr | [13 empty] | 4576.2712 | 4576.2712 | 4300 | 3300 | 6500 | 6500 | 7000 |  |  | TILING | GRANITE & MARBLE
3 | 20mm Marble (Imported) 2x1 blackish grey | 1 | nr | [13 empty] | 5847.4576 | 5847.4576 | 7203.3898 | 6271.1864 | 5400 | 5400 | 4750 |  |  | TILING | GRANITE & MARBLE
| ACCESSORIES | [24 empty] | TILING
1 | Tile grout - Swisstek | 1 | kg | [8 empty] | 279.661 | 279.661 | 279.661 | 279.661 | 279.661 | 279.661 | 279.661 | 279.661 | 254.2373 | 279.661 | 279.661 | 203.3898 |  | Swisstek | TILING | ACCESSORIES
2 | Tile edges - Aluminium | 1 | m | [13 empty] | 962.7119 | 962.7119 | 962.7119 | 1016.9492 | 1186.4407 | 1186.4407 | 1101.6949 |  |  | TILING | ACCESSORIES
3 | Tile nosing( beedin | 1 | length | [13 empty] | 466.1017 | 466.1017 | 466.1017 | 508.4746 | 466.1017 | 466.1017 | 491.5254 |  |  | TILING | ACCESSORIES
MANHOLE & GULLY COVER
CAST IRON COVER
1 | 200x200 Cast Iron Gully Cover | [17 empty] | 3860.6441 | 3860.6441 | 3860.6441 | 3860.6441 | 3860.6441 |  | PRYDA | MANHOLE & GULLY COVER | CAST IRON COVER
2 | 200x200 Cast iron Manhole Cover | [17 empty] | 3860.6441 | 3860.6441 | 3860.6441 | 3860.6441 | 3860.6441 |  | PRYDA | MANHOLE & GULLY COVER | CAST IRON COVER
3 | 300x300 Cast Iron Manhole Cover | [17 empty] | 6214.7034 | 6214.7034 | 6214.7034 | 6214.7034 | 6214.7034 |  | PRYDA | MANHOLE & GULLY COVER | CAST IRON COVER
4 | 400x400 Cast Iron Manhole Cover(S/Seal) | [17 empty] | 11299.5763 | 11299.5763 | 11299.5763 | 11299.5763 | 11299.5763 |  | PRYDA | MANHOLE & GULLY COVER | CAST IRON COVER
5 | 400x400 Cast Iron Manhole Cover(D/Seal) | [17 empty] | 12806.0593 | 12806.0593 | 12806.0593 | 12806.0593 | 12806.0593 |  | PRYDA | MANHOLE & GULLY COVER | CAST IRON COVER
6 | 450x450 Cast Iron Manhole Cover(S/Seal) | [17 empty] | 12052.7966 | 12052.7966 | 12052.7966 | 12052.7966 | 12052.7966 |  | PRYDA | MANHOLE & GULLY COVER | CAST IRON COVER
7 | 450x450 Cast Iron Manhole Cover(D/Seal) | [17 empty] | 14689.2797 | 14689.2797 | 14689.2797 | 14689.2797 | 14689.2797 |  | PRYDA | MANHOLE & GULLY COVER | CAST IRON COVER
8 | 600X600 Cast Iron Manhole Cover(D/Seal) | [17 empty] | 20809.7966 | 20809.7966 | 20809.7966 | 20809.7966 | 20809.7966 |  | PRYDA | MANHOLE & GULLY COVER | CAST IRON COVER
9 | 600x600 Cast Iron Manhole Cover(S/Seal) | [17 empty] | 19491.5254 | 19491.5254 | 19491.5254 | 19491.5254 | 19491.5254 |  | PRYDA | MANHOLE & GULLY COVER | CAST IRON COVER
10 | 750x750 Cast Iron Manhole Cover(D/Seal) | [17 empty] | 41525.4237 | 41525.4237 | 41525.4237 | 41525.4237 | 41525.4237 |  | PRYDA | MANHOLE & GULLY COVER | CAST IRON COVER
11 | 900x900 Cast Iron Manhole Cover(D/Seal) | [17 empty] | 55508.4746 | 55508.4746 | 55508.4746 | 55508.4746 | 55508.4746 |  | PRYDA | MANHOLE & GULLY COVER | CAST IRON COVER
| FIBER GLASS | [24 empty] | MANHOLE & GULLY COVER
1 | 300X300 Fiber Manhole Cover | [17 empty] | 5008.0508 | 5008.0508 | 5008.0508 | 5008.0508 | 5008.0508 |  | PRYDA | MANHOLE & GULLY COVER | FIBER GLASS
2 | 400x400 Fiber Manhole Cover | [17 empty] | 11171.1864 | 11171.1864 | 11171.1864 | 11171.1864 | 11171.1864 |  | PRYDA | MANHOLE & GULLY COVER | FIBER GLASS
3 | 400x400 Fiber Grass Top Manhole Cover | [17 empty] | 6259.7458 | 6259.7458 | 6259.7458 | 6259.7458 | 6259.7458 |  | PRYDA | MANHOLE & GULLY COVER | FIBER GLASS
4 | 450x450 Fiber Manhole Cover | [17 empty] | 13097.4576 | 13097.4576 | 13097.4576 | 13097.4576 | 13097.4576 |  | PRYDA | MANHOLE & GULLY COVER | FIBER GLASS
5 | 600x450 Fiber Manhole Cover | [17 empty] | 15889.8305 | 15889.8305 | 15889.8305 | 15889.8305 | 15889.8305 |  | PRYDA | MANHOLE & GULLY COVER | FIBER GLASS
6 | 720x720 Fiber manhole Cover(D/Seal) | [17 empty] | 31779.661 | 31779.661 | 31779.661 | 31779.661 | 31779.661 |  | PRYDA | MANHOLE & GULLY COVER | FIBER GLASS
7 | 300x300 Fiber Gully Cover | [17 empty] | 6644.9153 | 6644.9153 | 6644.9153 | 6644.9153 | 6644.9153 |  | PRYDA | MANHOLE & GULLY COVER | FIBER GLASS
8 | 400x400 Fiber Gully Cover | [17 empty] | 12615.678 | 12615.678 | 12615.678 | 12615.678 | 12615.678 |  | PRYDA | MANHOLE & GULLY COVER | FIBER GLASS
9 | 500x500 Fiber Gully Cover | [17 empty] | 14541.9492 | 14541.9492 | 14541.9492 | 14541.9492 | 14541.9492 |  | PRYDA | MANHOLE & GULLY COVER | FIBER GLASS
10 | 500x300 Fiber Gully Cover | [17 empty] | 9822.8814 | 9822.8814 | 9822.8814 | 9822.8814 | 9822.8814 |  | PRYDA | MANHOLE & GULLY COVER | FIBER GLASS
11 | 400x500 Fiber Gully Cover | [17 empty] | 13675 | 13675 | 13675 | 13675 | 13675 |  | PRYDA | MANHOLE & GULLY COVER | FIBER GLASS
ROOF & CEILLING
ROOFING SHEETS
1 | Asbestos roofing sheets 8' - Mascons | 1 | nr |  |  |  |  | 5120 |  |  |  | 4762.7119 | 4762.7119 | 4762.7119 | 4762.7119 | 4762.7119 | 4762.7119 | 4046.6102 | 4046.6102 | 4046.6102 | 4288.1356 | 4288.1356 | 4286.4407 |  |  | ROOF & CEILLING | ROOFING SHEETS
2 | Asbestos roofing sheets 10' - Mascons | 1 | nr |  |  |  |  | 5960 |  |  |  | 5546.6102 | 5546.6102 | 5546.6102 | 5546.6102 | 5546.6102 | 5546.6102 | 4661.0169 | 4661.0169 | 4661.0169 | 4923.7288 | 4923.7288 | 4991.5254 |  |  | ROOF & CEILLING | ROOFING SHEETS
3 | Asbestos roofing sheets 12' - Mascons | 1 | nr |  |  |  |  | 7375 |  |  |  | 6864.4068 | 6864.4068 | 6864.4068 | 6864.4068 | 6864.4068 | 6864.4068 | 5042.3729 | 5042.3729 | 5889.8305 | 6110.1695 | 6110.1695 | 6110.1695 |  |  | ROOF & CEILLING | ROOFING SHEETS
4 | Zn/Al 0.47 Trimclad roofing sheets (Effective width - 735mm) | 1 | m² |  |  |  |  | 3264.75 |  |  |  | 2542 |  |  |  |  | 2868.6441 | 2868.6441 | 2529.661 | 2529.661 | 2529.661 | 2529.661 |  |  | Global roofing - Quotation | ROOF & CEILLING | ROOFING SHEETS
5 | Zn/Al Amano sheets(2.5' x 1') 0.18mm |  | Lft | [14 empty] | 186.4407 | 148.3051 | 161.0169 | 156.7797 | 156.7797 | 156.7797 |  |  | ROOF & CEILLING | ROOFING SHEETS
6 | Zn/Al Amano sheets(2.5' x 1') 0.30mm |  | Lft | [14 empty] | 296.6102 | 148.3051 | 254.2373 | 254.2373 | 254.2373 | 254.2373 |  |  | ROOF & CEILLING | ROOFING SHEETS
7 | Zn/Al Amano sheets(2.5' x 1') 0.35mm |  | Lft | [14 empty] | 355.9322 | 279.661 | 296.6102 | 296.6102 | 296.6102 | 296.6102 |  |  | ROOF & CEILLING | ROOFING SHEETS
8 | Zn/Al Amano sheets(2.5' x 1') 0.47mm |  | Lft | [14 empty] | 394.0678 | 343.2203 | 372.8814 | 351.6949 | 351.6949 | 351.6949 |  |  | ROOF & CEILLING | ROOFING SHEETS
| ROOFING ACCESSORIES | [24 empty] | ROOF & CEILLING
1 | Asbestos - Ridge covers (Length 3' 8") - Rino | 1 | nr | [8 empty] | 1398.3051 | 1398.3051 | 1398.3051 | 1398.3051 | 1398.3051 | 1398.3051 | 889.8305 | 889.8305 |  | 728.8136 | 728.8136 | 911.8644 |  |  | ROOF & CEILLING | ROOFING ACCESSORIES
2 | 31/2" Roof nails for Asbestos Roofing sheets | 1 | nr | [13 empty] | 17 | 17 | 17 | 17 | 17 | 17 |  |  |  | ROOF & CEILLING | ROOFING ACCESSORIES
3 | 4" Roof nails for Asbestos Roofing sheets | 1 | nr | [13 empty] | 21 | 21 | 21 | 21 | 21 | 21 |  |  |  | ROOF & CEILLING | ROOFING ACCESSORIES
4 | GI sheets 3mm | 1 | m² | [13 empty] | 1271.1864 | 1271.1864 | 1271.1864 | [6 empty] | ROOF & CEILLING | ROOFING ACCESSORIES
5 | Fastners - Roofing sheets 2'' | 1 | nr | [8 empty] | 15 |  |  |  |  | 13.5593 | 13.5593 | 13.5593 | 13.5593 | 13.5593 | 13.5593 |  |  | Global roofing - Quotation | ROOF & CEILLING | ROOFING ACCESSORIES
6 | Zn/Al Flashings - Girth 18" | 1 | m | [8 empty] | 1476 |  |  |  |  | 1250.8475 | 1250.8475 | 1250.8475 | 1250.8475 | 1250.8475 | 1250.8475 |  |  | Global roofing - Quotation | ROOF & CEILLING | ROOFING ACCESSORIES
7 | Zn/Al Ridge capping- Girth 18'' | 1 | m | [8 empty] | 1476 |  |  |  |  | 1250.8475 | 1250.8475 | 1250.8475 | 1250.8475 | 1250.8475 | 1250.8475 |  |  | Global roofing - Quotation | ROOF & CEILLING | ROOFING ACCESSORIES
8 | Zn/Al Valance board girth 12" | 1 | m |  |  |  |  | 1017 |  |  |  | 1066 |  |  |  |  | 847.4576 | 847.4576 | 847.4576 | 847.4576 | 847.4576 | 847.4576 |  |  | Global roofing - Quotation | ROOF & CEILLING | ROOFING ACCESSORIES
9 | Zn/Al Gutters - Girth 18" | 1 | m |  |  |  |  | 1476 |  |  |  | 1476 |  |  |  |  | 1250.8475 | 1250.8475 | 1250.8475 | 1250.8475 | 1250.8475 | 1250.8475 |  |  | Global roofing - Quotation | ROOF & CEILLING | ROOFING ACCESSORIES
10 | Zn/Al Gutter ends | 1 | per pair |  |  |  |  | 360 |  |  |  | 1000 |  |  |  |  | 677.9661 | 677.9661 | 677.9661 | 677.9661 | 677.9661 | 677.9661 |  |  | Global roofing - Quotation | ROOF & CEILLING | ROOFING ACCESSORIES
11 | Aluminium internal Gutter Brackets (6'') | 1 | nr |  |  |  |  | 140 |  |  |  | 300 |  |  |  |  | 59.322 | 59.322 | 59.322 | 59.322 | 59.322 | 59.322 |  |  | Global roofing - Quotation | ROOF & CEILLING | ROOFING ACCESSORIES
12 | Zn/Al Vally Gutter - Girth 18" | 1 | m | [8 empty] | 1476 |  |  |  |  | 1250.8475 | 1250.8475 | 1250.8475 | 1250.8475 | 1250.8475 | 1250.8475 |  |  | Global roofing - Quotation | ROOF & CEILLING | ROOFING ACCESSORIES
13 | Zn/Al Downpipes (100x100mm) | 1 | m | [8 empty] | 1476 |  |  |  |  | 1250.8475 | 1250.8475 | 1250.8475 | 1250.8475 | 1250.8475 | 1250.8475 |  |  | Global roofing - Quotation | ROOF & CEILLING | ROOFING ACCESSORIES
14 | Zn/Al Downpipe bends (100x100mm) | 1 | m | [8 empty] | 1000 |  |  |  |  | 805.0847 | 805.0847 | 805.0847 | 805.0847 | 805.0847 | 805.0847 |  |  | Global roofing - Quotation | ROOF & CEILLING | ROOFING ACCESSORIES
15 | Zn/Al Downpipe brackets (1 inch strip of material) | 1 | m | [8 empty] | 50 |  |  |  |  | 63.5593 | 63.5593 | 63.5593 | 63.5593 | 63.5593 | 63.5593 |  |  | Global roofing - Quotation | ROOF & CEILLING | ROOFING ACCESSORIES
16 | Zn/Al Standard Nozzels (100x100mm) | 1 | nr | [8 empty] | 1000 |  |  |  |  | 593.2203 | 593.2203 | 593.2203 | 593.2203 | 593.2203 | 593.2203 |  |  | Global roofing - Quotation | ROOF & CEILLING | ROOFING ACCESSORIES
| CEILLING | [24 empty] | ROOF & CEILLING
1 | 2x2 TORO Design Ceiling Sheet (S) 603 mm * 603 mm * 3.5 mm CAA01ASH | 1 | nr | [16 empty] | 305.08 | 305.08 | 305.08 | 305.08 |  | Rates has not changed- El toro | ROOF & CEILLING | CEILLING
2 | 2x2 TORO Color Ceiling Sheet (S) 603 mm * 603 mm (3.5mm)-Brilliant White | 1 | nr | [16 empty] | 288.14 | 288.14 | 288.14 | 288.14 |  |  | ROOF & CEILLING | CEILLING
3 | 2x2TORO Color Ceiling Sheet (S) 603 mm * 603 mm (4.5 mm) - Brilliant White | 1 | nr | [16 empty] | 330.51 | 330.51 | 330.51 | 330.51 |  |  | ROOF & CEILLING | CEILLING
4 | 2x2 TORO Ceiling Sheet (S) 603 mm * 603 mm (3.5mm) | 1 | nr | [16 empty] | 233.05 | 233.05 | 233.05 | 233.05 |  |  | ROOF & CEILLING | CEILLING
5 | 2x2 TORO Ceiling Sheet (S) 603 mm * 603 mm (4.5mm) | 1 | nr | [16 empty] | 309.32 | 309.32 | 309.32 | 309.32 |  |  | ROOF & CEILLING | CEILLING
6 | 2x2 TORO Ceiling Sheet (S) 603 mm * 603 mm (4.5mm) Uncolored Wood Design | 1 | nr | [16 empty] | 305.08 | 305.08 | 305.08 | 305.08 |  |  | ROOF & CEILLING | CEILLING
7 | 2x4 TORO Ceiling Sheet 1213mm* 603mm(3.5 mm) (Brilliant White) | 1 | nr | [16 empty] | 572.03 | 572.03 | 572.03 | 572.03 |  |  | ROOF & CEILLING | CEILLING
8 | 2x4 TORO Ceiling Sheet (S) 600 mm * 1213 mm (3.5mm) | 1 | nr | [16 empty] | 449.15 | 449.15 | 449.15 | 449.15 |  |  | ROOF & CEILLING | CEILLING
9 | 4x4 TORO Ceiling Sheet (S) 1200 mm * 1200 mm x 4.5 mm Brilliant White | 1 | nr | [16 empty] | 1470.34 | 1470.34 | 1470.34 | 1470.34 |  |  | ROOF & CEILLING | CEILLING
10 | 4x4TORO Ceiling Sheet (S) 1220 mm * 1220 mm x 4.5 mm Brilliant White | 1 | nr | [16 empty] | 1470.34 | 1470.34 | 1470.34 | 1470.34 |  |  | ROOF & CEILLING | CEILLING
11 | 4x4 TORO Ceiling Sheet (S) 1200 mm * 1200 mm(4.5mm) | 1 | nr | [16 empty] | 1173.73 | 1173.73 | 1173.73 | 1173.73 |  |  | ROOF & CEILLING | CEILLING
12 | 4x4 TORO Ceiling Sheet 1220 mm * 1220 mm (4.5 mm) | 1 | nr | [16 empty] | 1173.73 | 1173.73 | 1173.73 | 1173.73 |  |  | ROOF & CEILLING | CEILLING
13 | 4x41220 mm * 1220 mm x 4.5 mm Uncolored Wood Design | 1 | nr | [16 empty] | 1271.19 | 1271.19 | 1271.19 | 1271.19 |  |  | ROOF & CEILLING | CEILLING
14 | 4x4 1200 mm * 1200 mm x 4.5 mm Uncolored Fleck/Blob/Vintage | 1 | nr | [16 empty] | 1271.19 | 1271.19 | 1271.19 | 1271.19 |  |  | ROOF & CEILLING | CEILLING
15 | 8x4 TORO Ceiling Sheet 1220 mm *2440 mm (4.5mm) | 1 | nr | [16 empty] | 2478.81 | 2478.81 | 2478.81 | 2478.81 |  |  | ROOF & CEILLING | CEILLING
| CEILLING ACCESSORIES | [24 empty] | ROOF & CEILLING
1 | Aluminium Main tee | 1 | length |  |  |  |  | 250 | [8 empty] | 635.5932 | 635.5932 | 411.0169 | 381.3559 | 381.3559 | 381.3559 |  |  |  | ROOF & CEILLING | CEILLING ACCESSORIES
2 | Aluminium Cross tee | 1 | 2ft |  |  |  |  | 200 | [8 empty] | 101.6949 | 101.6949 | 61.0169 | 76.2712 | 76.2712 | 76.2712 |  |  |  | ROOF & CEILLING | CEILLING ACCESSORIES
3 | Aluminium Wall angle 1'' | 1 | length |  |  |  |  | 167 | [8 empty] | 720.339 | 720.339 | 165.2542 | 169.4915 | 169.4915 | 169.4915 |  |  |  | ROOF & CEILLING | CEILLING ACCESSORIES
Note on S5: ====== ID#AAABUz9wsBA tc={76D0757A-DC75-4074-BA26-D413C3E57220} (2024-08-29 06:55:09) [Threaded comment] Your version of Excel allows you to read this threaded comment; however, any edits to it will get removed if the file is opened in a newer version of Excel. Learn more: https://go.microsoft.com/fwlink/?linkid=870924 Comment: Seller - Janatha Holdings TP - 0750476828 / 0715293603 Location - Athurugiriya , Colombo Description- Transport up to10km from Athurugiriya
Note on T5: ====== ID#AAABUz9wr_E tc={A96FA006-5C13-4A99-81C7-A7203D84A43B} (2024-08-29 06:55:09) [Threaded comment] Your version of Excel allows you to read this threaded comment; however, any edits to it will get removed if the file is opened in a newer version of Excel. Learn more: https://go.microsoft.com/fwlink/?linkid=870924 Comment: Seller - Janatha Holdings TP - 0750476828 / 0715293603 Location - Athurugiriya , Colombo Description- Transport up to10km from Athurugiriya
Note on U5: ====== ID#AAABUz9wr80 tc={5DB1D2FF-1CFD-4B54-BC60-D768744BC618} (2024-08-29 06:55:09) [Threaded comment] Your version of Excel allows you to read this threaded comment; however, any edits to it will get removed if the file is opened in a newer version of Excel. Learn more: https://go.microsoft.com/fwlink/?linkid=870924 Comment: Seller - Janatha Holdings TP - 0750476828 / 0715293603 Location - Athurugiriya , Colombo Description- Transport up to10km from Athurugiriya
Note on V5: ====== ID#AAABWRoPbkQ Muditha Aruppola (2024-09-23 08:55:17) Seller- Venus Hardware Location- Peliyagoda
Note on W5: ====== ID#AAABXKFOK-Q tc={BC548242-56A7-4277-81BF-05AFE71A4D59} (2024-10-28 04:54:45) [Threaded comment] Your version of Excel allows you to read this threaded comment; however, any edits to it will get removed if the file is opened in a newer version of Excel. Learn more: https://go.microsoft.com/fwlink/?linkid=870924 Comment: Seller- Gangarama Hardware Location- Boralasgamuwa TP- 0112 150 775
Note on X5: ====== ID#AAABYlgAenc Muditha Aruppola (2024-11-18 07:06:59) Seller-Sikuradapola Hardware Location-RXG6+R48, Rathmaldeniya Rd, Pannipitiya TP-077 338 6872
Note on Y5: ====== ID#AAABag-w3aY Muditha Aruppola (2024-12-19 05:26:04) Seller- Martinus Hardwares TP- 0112 910 217
Note on Z5: ====== ID#AAABb1YAIEQ Muditha Aruppola (2025-01-17 10:05:32) Seller- Weerakkodi Supplier Location- 340 Biyagama Rd, Peliyagoda TP- 0112 914 436
Note on W6: ====== ID#AAABXKFOK-w tc={42F08C0C-1EC4-4C5D-88DF-067C63391BEB} (2024-10-28 04:54:45) [Threaded comment] Your version of Excel allows you to read this threaded comment; however, any edits to it will get removed if the file is opened in a newer version of Excel. Learn more: https://go.microsoft.com/fwlink/?linkid=870924 Comment: Seller - Janatha Holdings TP - 0750476828 / 0715293603 Location - Athurugiriya , Colombo Description- Transport up to10km from Athurugiriya
Note on X6: ====== ID#AAABYlgAeoQ Muditha Aruppola (2024-11-18 08:09:01) Seller-Samantha Enterprises Location-5, 19 1st Ln, Moratuwa 10400 TP-077 605 8923
Note on Y6: ====== ID#AAABag-w3aU Muditha Aruppola (2024-12-19 05:25:46) Seller- Mr Amila Nuwan TP- 0714701094 Cube 3 - 34000
Note on S7: ====== ID#AAABU0VI1CM tc={A89F3A4E-F557-4552-B644-7E30DD1509BE} (2024-08-29 06:55:09) [Threaded comment] Your version of Excel allows you to read this threaded comment; however, any edits to it will get removed if the file is opened in a newer version of Excel. Learn more: https://go.microsoft.com/fwlink/?linkid=870924 Comment: Seller - Janatha Holdings TP - 0750476828 / 0715293603 Location - Athurugiriya , Colombo Description- Transport up to10km from Athurugiriya
Note on T7: ====== ID#AAABU0VI05Y tc={414A8FA5-5F6A-47C5-85B8-5CC9FA22D9F3} (2024-08-29 06:55:09) [Threaded comment] Your version of Excel allows you to read this threaded comment; however, any edits to it will get removed if the file is opened in a newer version of Excel. Learn more: https://go.microsoft.com/fwlink/?linkid=870924 Comment: Seller - Janatha Holdings TP - 0750476828 / 0715293603 Location - Athurugiriya , Colombo Description- Transport up to10km from Athurugiriya
Note on U7: ====== ID#AAABU0VI1BI tc={00491A3E-7804-4029-8924-958748331634} (2024-08-29 06:55:09) [Threaded comment] Your version of Excel allows you to read this threaded comment; however, any edits to it will get removed if the file is opened in a newer version of Excel. Learn more: https://go.microsoft.com/fwlink/?linkid=870924 Comment: Seller - Janatha Holdings TP - 0750476828 / 0715293603 Location - Athurugiriya , Colombo Description- Transport up to10km from Athurugiriya
Note on V7: ====== ID#AAABVuFyfA8 Muditha Aruppola (2024-09-24 07:12:46) Seller- Martinus Hardwares TP- 0112 910 217
Note on W7: ====== ID#AAABXKEqTco Muditha Aruppola (2024-09-24 07:12:46) Seller- Martinus Hardwares TP- 0112 910 217
Note on X7: ====== ID#AAABYlgAeoU Muditha Aruppola (2024-11-18 08:09:08) Seller-Samantha Enterprises Location-5, 19 1st Ln, Moratuwa 10400 TP-077 605 8923
Note on Y7: ====== ID#AAABag-w3ac Muditha Aruppola (2024-12-19 05:26:17) Seller- Martinus Hardwares TP- 0112 910 217
Note on Z7: ====== ID#AAABb1YAIEU Muditha Aruppola (2025-01-17 10:05:57) Seller- Martinus Hardwares TP- 0112 910 217
Note on W8: ====== ID#AAABXKFOK9s tc={D3622DB6-0C54-494F-932F-18DCB53D5DAF} (2024-10-28 04:54:45) [Threaded comment] Your version of Excel allows you to read this threaded comment; however, any edits to it will get removed if the file is opened in a newer version of Excel. Learn more: https://go.microsoft.com/fwlink/?linkid=870924 Comment: Seller - Janatha Holdings TP - 0750476828 / 0715293603 Location - Athurugiriya , Colombo Description- Transport up to10km from Athurugiriya
Note on X8: ====== ID#AAABYlgAeog Muditha Aruppola (2024-11-18 08:14:38) Seller-Samantha Enterprises Location-5, 19 1st Ln, Moratuwa 10400 TP-077 605 8923
Note on Y8: ====== ID#AAABag-w3aQ Muditha Aruppola (2024-12-19 05:25:38) Seller- Mr Amila Nuwan TP- 0714701094 Cube 3 - 34000
Note on Z8: ====== ID#AAABb1YAIEI Muditha Aruppola (2025-01-17 09:33:42) Seller- Thushara TP- 0717192868
Note on S9: ====== ID#AAABU0VI1AI tc={F9F38A2C-34CE-424F-BD37-CA1DCB1E9804} (2024-08-29 06:55:09) [Threaded comment] Your version of Excel allows you to read this threaded comment; however, any edits to it will get removed if the file is opened in a newer version of Excel. Learn more: https://go.microsoft.com/fwlink/?linkid=870924 Comment: Seller - Janatha Holdings TP - 0750476828 / 0715293603 Location - Athurugiriya , Colombo Description- Transport up to10km from Athurugiriya
Note on T9: ====== ID#AAABU0VI1Ec tc={4F304495-2C0F-4C87-ABBE-BF0500AD2E9C} (2024-08-29 06:55:09) [Threaded comment] Your version of Excel allows you to read this threaded comment; however, any edits to it will get removed if the file is opened in a newer version of Excel. Learn more: https://go.microsoft.com/fwlink/?linkid=870924 Comment: Seller - Janatha Holdings TP - 0750476828 / 0715293603 Location - Athurugiriya , Colombo Description- Transport up to10km from Athurugiriya
Note on U9: ====== ID#AAABU0VI0Jc tc={F1BF79D9-E07E-4D54-AF1C-F743D5F9B223} (2024-08-29 06:55:09) [Threaded comment] Your version of Excel allows you to read this threaded comment; however, any edits to it will get removed if the file is opened in a newer version of Excel. Learn more: https://go.microsoft.com/fwlink/?linkid=870924 Comment: Seller - Janatha Holdings TP - 0750476828 / 0715293603 Location - Athurugiriya , Colombo Description- Transport up to10km from Athurugiriya
Note on V9: ====== ID#AAABVuFyfBA Muditha Aruppola (2024-09-24 07:12:57) Seller- Martinus Hardwares TP- 0112 910 217
Note on W9: ====== ID#AAABXKBgNwo Muditha Aruppola (2024-09-24 07:12:57) Seller- Martinus Hardwares TP- 0112 910 217
Note on X9: ====== ID#AAABYlgAenY Muditha Aruppola (2024-11-18 07:06:53) Seller-Sikuradapola Hardware Location-RXG6+R48, Rathmaldeniya Rd, Pannipitiya TP-077 338 6872
Note on Y9: ====== ID#AAABag-w3Z8 Muditha Aruppola (2024-12-19 05:03:55) Seller- Mr Amila Nuwan TP- 0714701094 Cube 3 - 34000
Note on Z9: ====== ID#AAABb1YAIEE Muditha Aruppola (2025-01-17 09:33:36) Seller- Thushara TP- 0717192868
Note on V10: ====== ID#AAABVuFyfBE Muditha Aruppola (2024-09-24 07:13:02) Seller- Martinus Hardwares TP- 0112 910 217
Note on X10: ====== ID#AAABYlgAeok Muditha Aruppola (2024-11-18 08:34:48) Seller-Sikuradapola Hardware Location-RXG6+R48, Rathmaldeniya Rd, Pannipitiya TP-077 338 6872
Note on Z10: ====== ID#AAABb1YAIEY Muditha Aruppola (2025-01-17 10:06:24) Seller- Weerakkodi Supplier Location- 340 Biyagama Rd, Peliyagoda TP- 0112 914 436
Note on V11: ====== ID#AAABVuFyfBY Muditha Aruppola (2024-09-24 07:26:28) Seller- Insee (Sanstha)
Note on W11: ====== ID#AAABXKFOK_0 tc={E2272DA7-E3F2-4980-8647-96A026978AB6} (2024-10-28 04:54:45) [Threaded comment] Your version of Excel allows you to read this threaded comment; however, any edits to it will get removed if the file is opened in a newer version of Excel. Learn more: https://go.microsoft.com/fwlink/?linkid=870924 Comment: Seller- Insee TP-0773733950(Mr Asanka)
Note on X11: ====== ID#AAABag-w3Y0 Muditha Aruppola (2024-12-19 04:55:47) 0777327021- INSEE
Note on Y11: ====== ID#AAABag-w3as Muditha Aruppola (2024-12-19 05:31:22) 0777327021- INSEE
Note on T12: ====== ID#AAABUz9wr-o tc={A3478677-68F3-45CB-9737-FC4DC8BE6997} (2024-08-29 06:55:09) [Threaded comment] Your version of Excel allows you to read this threaded comment; however, any edits to it will get removed if the file is opened in a newer version of Excel. Learn more: https://go.microsoft.com/fwlink/?linkid=870924 Comment: Seller-S A hardware TP- 0777849722 Location- Dehiwala
Note on U12: ====== ID#AAABUz9wr-c (2024-08-29 06:55:09) Seller-S A hardware TP- 0777849722 Location- Dehiwala -Muditha Aruppola
Note on V12: ====== ID#AAABVuFyfBg Muditha Aruppola (2024-09-24 07:34:07) Seller-S A hardware TP- 0777849722
Note on X12: ====== ID#AAABYlgAeoo Muditha Aruppola (2024-11-18 08:35:27) Seller-Sikuradapola Hardware Location-RXG6+R48, Rathmaldeniya Rd, Pannipitiya TP-077 338 6872
Note on Y12: ====== ID#AAABag-w3ak Muditha Aruppola (2024-12-19 05:30:55) Seller-S A hardware TP- 0777849722
Note on T13: ====== ID#AAABUz9wr-E tc={31CE9D59-99F0-4E2B-812B-FBBB882E0637} (2024-08-29 06:55:09) [Threaded comment] Your version of Excel allows you to read this threaded comment; however, any edits to it will get removed if the file is opened in a newer version of Excel. Learn more: https://go.microsoft.com/fwlink/?linkid=870924 Comment: Seller-S A hardware TP- 0777849722 Location- Dehiwala
Note on U13: ====== ID#AAABU0VI08s (2024-08-29 06:55:09) [Threaded comment] Your version of Excel allows you to read this threaded comment; however, any edits to it will get removed if the file is opened in a newer version of Excel. Learn more: https://go.microsoft.com/fwlink/?linkid=870924 Comment: Seller-S A hardware TP- 0777849722 Location- Dehiwala
Note on V13: ====== ID#AAABVuFyfBk Muditha Aruppola (2024-09-24 07:34:08) Seller-S A hardware TP- 0777849722
Note on W13: ====== ID#AAABXKFOK9A tc={01D3910A-9729-4565-A381-039D06246859} (2024-10-28 04:54:45) [Threaded comment] Your version of Excel allows you to read this threaded comment; however, any edits to it will get removed if the file is opened in a newer version of Excel. Learn more: https://go.microsoft.com/fwlink/?linkid=870924 Comment: Seller- Gangarama Hardware Location- Boralasgamuwa TP- 0112 150 775
Note on X13: ====== ID#AAABYlgAeos Muditha Aruppola (2024-11-18 08:35:36) Seller-Sikuradapola Hardware Location-RXG6+R48, Rathmaldeniya Rd, Pannipitiya TP-077 338 6872
Note on Y13: ====== ID#AAABag-w3ao Muditha Aruppola (2024-12-19 05:30:57) Seller-S A hardware TP- 0777849722
Note on S14: ====== ID#AAABUz9wsA8 tc={B6ACCFC6-0AEB-49C0-A675-75A8238C2DF6} (2024-08-29 06:55:09) [Threaded comment] Your version of Excel allows you to read this threaded comment; however, any edits to it will get removed if the file is opened in a newer version of Excel. Learn more: https://go.microsoft.com/fwlink/?linkid=870924 Comment: seller- Mr sunil wijesir TP - 075 7585563 locations- Maharagama, Bope Description- Rubble 6"-9" with transport from maharagama and up to 20 cubs can be supplied.
Note on T14: ====== ID#AAABUz9wr-k tc={3A8A7FAD-79EF-474D-8A43-A405210F1253} (2024-08-29 06:55:09) [Threaded comment] Your version of Excel allows you to read this threaded comment; however, any edits to it will get removed if the file is opened in a newer version of Excel. Learn more: https://go.microsoft.com/fwlink/?linkid=870924 Comment: seller- Mr sunil wijesir TP - 075 7585563 locations- Maharagama, Bope Description- Rubble 6"-9" with transport from maharagama and up to 20 cubs can be supplied.
Note on U14: ====== ID#AAABU0VI1Ek tc={4DF7D6A0-1F7B-4555-B567-0A10326A30E2} (2024-08-29 06:55:09) [Threaded comment] Your version of Excel allows you to read this threaded comment; however, any edits to it will get removed if the file is opened in a newer version of Excel. Learn more: https://go.microsoft.com/fwlink/?linkid=870924 Comment: Seller - Janatha Holdings TP - 0750476828 / 0715293603 Location - Athurugiriya , Colombo Description- Transport up to10km from Athurugiriya
Note on V14: ====== ID#AAABVuFyfBI Muditha Aruppola (2024-09-24 07:13:06) Seller- Martinus Hardwares TP- 0112 910 217
Note on W14: ====== ID#AAABXKBgNwA tc={2EF1A760-80CC-4695-8964-B357E80C442E} (2024-10-28 04:54:44) [Threaded comment] Your version of Excel allows you to read this threaded comment; however, any edits to it will get removed if the file is opened in a newer version of Excel. Learn more: https://go.microsoft.com/fwlink/?linkid=870924 Comment: Seller- Shashika Himaruwan Location- Aturugiriya, colombo TP- 071 1387480
Note on Y14: ====== ID#AAABag-w3aM Muditha Aruppola (2024-12-19 05:25:20) Seller- Mr Amila Nuwan TP- 0714701094 Cube 3 - 34000
Note on Z14: ====== ID#AAABb1YAIEM Muditha Aruppola (2025-01-17 09:50:21) Seller- KM ENTERPRISES TP- 0760111890 ¦ 0723247509 Location- 71/24, Flower road , pinnawala madapatha , Piliyandala
Note on S15: ====== ID#AAABU0VI0MA tc={F97617E3-ECEB-4BA8-83A5-200ABE58627A} (2024-08-29 06:55:09) [Threaded comment] Your version of Excel allows you to read this threaded comment; however, any edits to it will get removed if the file is opened in a newer version of Excel. Learn more: https://go.microsoft.com/fwlink/?linkid=870924 Comment: Seller - Janatha Holdings TP - 0750476828 / 0715293603 Location - Athurugiriya , Colombo Description- Transport up to10km from Athurugiriya
Note on T15: ====== ID#AAABUz9wsAU tc={CDF68F82-7688-4574-8741-D60EF9E8AE70} (2024-08-29 06:55:09) [Threaded comment] Your version of Excel allows you to read this threaded comment; however, any edits to it will get removed if the file is opened in a newer version of Excel. Learn more: https://go.microsoft.com/fwlink/?linkid=870924 Comment: Seller - Janatha Holdings TP - 0750476828 / 0715293603 Location - Athurugiriya , Colombo Description- Transport up to10km from Athurugiriya
Note on U15: ====== ID#AAABU0VI1Ds tc={5734CBCD-1F16-4BAF-87D8-C86716EE4FA8} (2024-08-29 06:55:09) [Threaded comment] Your version of Excel allows you to read this threaded comment; however, any edits to it will get removed if the file is opened in a newer version of Excel. Learn more: https://go.microsoft.com/fwlink/?linkid=870924 Comment: Seller - Janatha Holdings TP - 0750476828 / 0715293603 Location - Athurugiriya , Colombo Description- Transport up to10km from Athurugiriya
Note on V15: ====== ID#AAABVuFyfBM Muditha Aruppola (2024-09-24 07:13:10) Seller- Martinus Hardwares TP- 0112 910 217
Note on W15: ====== ID#AAABXKFOLCU Muditha Aruppola (2024-09-24 07:13:10) Seller- Martinus Hardwares TP- 0112 910 217
Note on X15: ====== ID#AAABYlgAepA Muditha Aruppola (2024-11-18 10:12:22) Seller-Sikuradapola Hardware Location-RXG6+R48, Rathmaldeniya Rd, Pannipitiya TP-077 338 6872
Note on Y15: ====== ID#AAABag-w3aE Muditha Aruppola (2024-12-19 05:04:45) Seller- Martinus Hardwares TP- 0112 910 217
Note on Z15: ====== ID#AAABb1YAID4 Muditha Aruppola (2025-01-17 09:32:31) Seller- Shihan River Sand Supply Location- No.499/20 , Padukka TP- 0754032019 ¦ 0760191342 ¦ 0707712750
Note on S16: ====== ID#AAABU0VI0_g tc={B026825F-4EB9-4D75-A84E-B363905AE3CE} (2024-08-29 06:55:09) [Threaded comment] Your version of Excel allows you to read this threaded comment; however, any edits to it will get removed if the file is opened in a newer version of Excel. Learn more: https://go.microsoft.com/fwlink/?linkid=870924 Comment: Seller - GIM General Trading And Construction (Pvt) Ltd TP - 0777261476 / 0718163391 / 0703795186 Location - 101/4, kalalgoda Road, , Pannipitiya , Colombo Description- Transport up to10km from pannipitiya
Note on T16: ====== ID#AAABU0VI0-M tc={01CBD0D6-1300-494A-83F3-FB76F52E8E16} (2024-08-29 06:55:09) [Threaded comment] Your version of Excel allows you to read this threaded comment; however, any edits to it will get removed if the file is opened in a newer version of Excel. Learn more: https://go.microsoft.com/fwlink/?linkid=870924 Comment: Seller - GIM General Trading And Construction (Pvt) Ltd TP - 0777261476 / 0718163391 / 0703795186 Location - 101/4, kalalgoda Road, , Pannipitiya , Colombo Description- Transport up to10km from pannipitiya
Note on U16: ====== ID#AAABU0VI0-k tc={AB625A1A-B1B5-43D1-8863-8488EF255996} (2024-08-29 06:55:09) [Threaded comment] Your version of Excel allows you to read this threaded comment; however, any edits to it will get removed if the file is opened in a newer version of Excel. Learn more: https://go.microsoft.com/fwlink/?linkid=870924 Comment: Seller - Thushan Supplier and Transport TP - 0717192868 Location - Nugegoda , Delakada, Papiliyana , Colombo Description- Transport up to10km from Athurugiriya
Note on V16: ====== ID#AAABVuFyfBU Muditha Aruppola (2024-09-24 07:13:39) Seller - Thushan Supplier and Transport TP - 0717192868 Location - Nugegoda , Delakada, Papiliyana , Colombo Description- Transport up to10km from Athurugiriya
Note on W16: ====== ID#AAABXKFOLCM tc={91928E41-D677-4790-9205-2AC10AA28D7C} (2024-10-28 04:54:45) [Threaded comment] Your version of Excel allows you to read this threaded comment; however, any edits to it will get removed if the file is opened in a newer version of Excel. Learn more: https://go.microsoft.com/fwlink/?linkid=870924 Comment: Seller - Sri Lanka Land Development Corporation - SLLDC TP - 0112 868 002 Location - 03 Sri Jayawardenepura Mawatha Welikada Colombo, Sri Jayawardenepura Kotte
Note on Y16: ====== ID#AAABag-w3aI Muditha Aruppola (2024-12-19 05:05:34) Seller - Sri Lanka Land Development Corporation - SLLDC TP - 0112 868 002 Location - 03 Sri Jayawardenepura Mawatha Welikada Colombo, Sri Jayawardenepura Kotte
Note on Z16: ====== ID#AAABb1YAID8 Muditha Aruppola (2025-01-17 09:32:35) Seller- Shihan River Sand Supply Location- No.499/20 , Padukka TP- 0754032019 ¦ 0760191342 ¦ 0707712750
Note on S17: ====== ID#AAABUz9wr_A tc={8AC6B65A-3992-4CDF-B2DE-F9C4FEE06EFF} (2024-08-29 06:55:09) [Threaded comment] Your version of Excel allows you to read this threaded comment; however, any edits to it will get removed if the file is opened in a newer version of Excel. Learn more: https://go.microsoft.com/fwlink/?linkid=870924 Comment: seller- Mr sunil wijesir TP - 075 7585563 locations- Maharagama, Bope
Note on T17: ====== ID#AAABU0VI0Lc tc={87DF20FB-7652-4064-8353-03A72FCDA0B8} (2024-08-29 06:55:09) [Threaded comment] Your version of Excel allows you to read this threaded comment; however, any edits to it will get removed if the file is opened in a newer version of Excel. Learn more: https://go.microsoft.com/fwlink/?linkid=870924 Comment: seller- Mr sunil wijesir TP - 075 7585563 locations- Maharagama, Bope
Note on V17: ====== ID#AAABVuFyfBQ Muditha Aruppola (2024-09-24 07:13:15) Seller- Martinus Hardwares TP- 0112 910 217
Note on W17: ====== ID#AAABXKBgNwM tc={1CAAA06B-567B-4B71-8A8E-47A8E328170F} (2024-10-28 04:54:44) [Threaded comment] Your version of Excel allows you to read this threaded comment; however, any edits to it will get removed if the file is opened in a newer version of Excel. Learn more: https://go.microsoft.com/fwlink/?linkid=870924 Comment: Seller- Shashika Himaruwan Location- Aturugiriya, colombo TP- 071 1387480
Note on X17: ====== ID#AAABYlgAenU Muditha Aruppola (2024-11-18 07:06:15) Seller-Sikuradapola Hardware Location-RXG6+R48, Rathmaldeniya Rd, Pannipitiya TP-077 338 6872
Note on Y17: ====== ID#AAABag-w3aA Muditha Aruppola (2024-12-19 05:04:03) Seller- Mr Amila Nuwan TP- 0714701094 Cube 3 - 34000
Note on Z17: ====== ID#AAABb1YAIEA Muditha Aruppola (2025-01-17 09:32:39) Seller- Shihan River Sand Supply Location- No.499/20 , Padukka TP- 0754032019 ¦ 0760191342 ¦ 0707712750
Note on Q20: ====== ID#AAABUzvHrhA (2024-08-29 06:55:08) ICC -Chathurika Waidyadasa
Note on R20: ====== ID#AAABU0VI0LQ (2024-08-29 06:55:09) N&A Ready Mix -Chathurika Waidyadasa
Note on S20: ====== ID#AAABU0VI1EM (2024-08-29 06:55:09) N&A Ready Mix -Chathurika Waidyadasa
Note on T20: ====== ID#AAABU0VI1HA tc={9F46EA79-8D9A-46EE-99FC-F0FE1B7001A7} (2024-08-29 06:55:10) [Threaded comment] Your version of Excel allows you to read this threaded comment; however, any edits to it will get removed if the file is opened in a newer version of Excel. Learn more: https://go.microsoft.com/fwlink/?linkid=870924 Comment: N & A redy mix
Note on U20: ====== ID#AAABUz9wr74 tc={0CC85F2D-2EEA-41B6-8577-295173BF3443} (2024-08-29 06:55:09) [Threaded comment] Your version of Excel allows you to read this threaded comment; however, any edits to it will get removed if the file is opened in a newer version of Excel. Learn more: https://go.microsoft.com/fwlink/?linkid=870924 Comment: Seller- ICC
Note on V20: ====== ID#AAABWRoPbkU Muditha Aruppola (2024-09-23 08:56:38) Seller- ICC
Note on W20: ====== ID#AAABXKEqTdE tc={D2FB0A3A-5B2E-4FEB-9A4E-CA87386D9DEB} (2024-10-28 04:54:44) [Threaded comment] Your version of Excel allows you to read this threaded comment; however, any edits to it will get removed if the file is opened in a newer version of Excel. Learn more: https://go.microsoft.com/fwlink/?linkid=870924 Comment: Seller- N&A ready mix TP- 0710372879
Note on X20: ====== ID#AAABYlgAepE Muditha Aruppola (2024-11-18 10:16:23) Seller- N&A ready mix TP- 0710372879
Note on Y20: ====== ID#AAABag-w3YY Muditha Aruppola (2024-12-19 04:45:40) Seller- N&A ready mix TP- 0710372879
Note on T21: ====== ID#AAABU0VI0JA tc={1D5A373D-3155-45F0-81F1-3BB17EEB5939} (2024-08-29 06:55:09) [Threaded comment] Your version of Excel allows you to read this threaded comment; however, any edits to it will get removed if the file is opened in a newer version of Excel. Learn more: https://go.microsoft.com/fwlink/?linkid=870924 Comment: N & A redy mix
Note on U21: ====== ID#AAABU0VI09A tc={421D79C6-1E92-404B-8553-3F99B095FDB9} (2024-08-29 06:55:09) [Threaded comment] Your version of Excel allows you to read this threaded comment; however, any edits to it will get removed if the file is opened in a newer version of Excel. Learn more: https://go.microsoft.com/fwlink/?linkid=870924 Comment: Seller- ICC
Note on V21: ====== ID#AAABWRoPbkY Muditha Aruppola (2024-09-23 08:56:42) Seller- ICC
Note on W21: ====== ID#AAABXKFOLCc tc={1C740130-F87F-468D-B3FC-66917F9ED5AA} (2024-10-28 04:54:45) [Threaded comment] Your version of Excel allows you to read this threaded comment; however, any edits to it will get removed if the file is opened in a newer version of Excel. Learn more: https://go.microsoft.com/fwlink/?linkid=870924 Comment: Seller- N&A ready mix TP- 0710372879
Note on X21: ====== ID#AAABYlgAepI Muditha Aruppola (2024-11-18 10:16:27) Seller- N&A ready mix TP- 0710372879
Note on Y21: ====== ID#AAABag-w3Yc Muditha Aruppola (2024-12-19 04:45:44) Seller- N&A ready mix TP- 0710372879
Note on T22: ====== ID#AAABU0VI05M tc={F60589F7-6A30-4CF3-8994-338796B4358A} (2024-08-29 06:55:09) [Threaded comment] Your version of Excel allows you to read this threaded comment; however, any edits to it will get removed if the file is opened in a newer version of Excel. Learn more: https://go.microsoft.com/fwlink/?linkid=870924 Comment: N & A redy mix
Note on U22: ====== ID#AAABUz9wr6A tc={1D1B2A08-8BED-4D00-999E-F09EF04F8F17} (2024-08-29 06:55:09) [Threaded comment] Your version of Excel allows you to read this threaded comment; however, any edits to it will get removed if the file is opened in a newer version of Excel. Learn more: https://go.microsoft.com/fwlink/?linkid=870924 Comment: Seller- ICC
Note on V22: ====== ID#AAABWRoPbkc Muditha Aruppola (2024-09-23 08:56:46) Seller- ICC
Note on W22: ====== ID#AAABXKFOLBg tc={B9ECB93E-20C3-4322-B7F6-00B70EA89761} (2024-10-28 04:54:45) [Threaded comment] Your version of Excel allows you to read this threaded comment; however, any edits to it will get removed if the file is opened in a newer version of Excel. Learn more: https://go.microsoft.com/fwlink/?linkid=870924 Comment: Seller- N&A ready mix TP- 0710372879
Note on X22: ====== ID#AAABYlgAepM Muditha Aruppola (2024-11-18 10:16:30) Seller- N&A ready mix TP- 0710372879
Note on Y22: ====== ID#AAABag-w3Yg Muditha Aruppola (2024-12-19 04:45:50) Seller- N&A ready mix TP- 0710372879
Note on T23: ====== ID#AAABU0VI1E8 tc={052685C7-0592-480F-AA87-DBB5CFED5A01} (2024-08-29 06:55:09) [Threaded comment] Your version of Excel allows you to read this threaded comment; however, any edits to it will get removed if the file is opened in a newer version of Excel. Learn more: https://go.microsoft.com/fwlink/?linkid=870924 Comment: N & A redy mix
Note on U23: ====== ID#AAABUz9wr9c tc={6002C1E7-6CB8-4D1F-BE89-4FEDC44616D2} (2024-08-29 06:55:09) [Threaded comment] Your version of Excel allows you to read this threaded comment; however, any edits to it will get removed if the file is opened in a newer version of Excel. Learn more: https://go.microsoft.com/fwlink/?linkid=870924 Comment: Seller- ICC
Note on V23: ====== ID#AAABWRoPbkg Muditha Aruppola (2024-09-23 08:56:49) Seller- ICC
Note on W23: ====== ID#AAABXKEqTcs tc={52105DB5-1792-4AEB-9471-37ED69A2E0D3} (2024-10-28 04:54:44) [Threaded comment] Your version of Excel allows you to read this threaded comment; however, any edits to it will get removed if the file is opened in a newer version of Excel. Learn more: https://go.microsoft.com/fwlink/?linkid=870924 Comment: Seller- N&A ready mix TP- 0710372879
Note on X23: ====== ID#AAABYlgAepQ Muditha Aruppola (2024-11-18 10:16:34) Seller- N&A ready mix TP- 0710372879
Note on Y23: ====== ID#AAABag-w3Yk Muditha Aruppola (2024-12-19 04:45:54) Seller- N&A ready mix TP- 0710372879
Note on S25: ====== ID#AAABU0VI0Kc tc={B2209A65-95F7-4FA7-847C-7EC87590654C} (2024-08-29 06:55:09) [Threaded comment] Your version of Excel allows you to read this threaded comment; however, any edits to it will get removed if the file is opened in a newer version of Excel. Learn more: https://go.microsoft.com/fwlink/?linkid=870924 Comment: Seller- SKC (pvt) ltd
Note on T25: ====== ID#AAABU0VI1DE tc={1C5D1378-A797-4FEA-9BD8-51B54D4CF0BB} (2024-08-29 06:55:09) [Threaded comment] Your version of Excel allows you to read this threaded comment; however, any edits to it will get removed if the file is opened in a newer version of Excel. Learn more: https://go.microsoft.com/fwlink/?linkid=870924 Comment: Seller- SKC (pvt) ltd
Note on U25: ====== ID#AAABU0VI1Dg (2024-08-29 06:55:09) [Threaded comment] Your version of Excel allows you to read this threaded comment; however, any edits to it will get removed if the file is opened in a newer version of Excel. Learn more: https://go.microsoft.com/fwlink/?linkid=870924 Comment: Seller- SKC (pvt) ltd
Note on W25: ====== ID#AAABXKFOK_w tc={B13B8F26-55CF-40D2-8474-802446DA80FE} (2024-10-28 04:54:45) [Threaded comment] Your version of Excel allows you to read this threaded comment; however, any edits to it will get removed if the file is opened in a newer version of Excel. Learn more: https://go.microsoft.com/fwlink/?linkid=870924 Comment: Seller-Gamage Building Materials Suppliers Location-317, 10 Malasinghagoda Road, Hokandara 10230 TP-077 975 5754
Note on X25: ====== ID#AAABZMs_tVY Muditha Aruppola (2024-12-02 03:53:24) Seller- Neelaka Bricks TP-077 625 2239 Location-RWCP+7G8, Pannipitiya
Note on Y25: ====== ID#AAABag-w3aw Muditha Aruppola (2024-12-19 05:32:29) Seller- Neelaka Bricks TP-077 625 2239 Location-RWCP+7G8, Pannipitiya
Note on S26: ====== ID#AAABU0VI1GU tc={FE974A22-6AD0-4FAA-A4CA-E6E8A4B7148E} (2024-08-29 06:55:09) [Threaded comment] Your version of Excel allows you to read this threaded comment; however, any edits to it will get removed if the file is opened in a newer version of Excel. Learn more: https://go.microsoft.com/fwlink/?linkid=870924 Comment: Seller- Wasantha transport service TP- 0711500370 / 0702028651 / 0779260370 location- No 8 , Bosirigama, 100 kanuwa , Embilipitiya Description - They give free transport an unloading also free
Note on T26: ====== ID#AAABU0VI0Jk tc={B83603EE-7868-40A7-9A68-F83B66426863} (2024-08-29 06:55:09) [Threaded comment] Your version of Excel allows you to read this threaded comment; however, any edits to it will get removed if the file is opened in a newer version of Excel. Learn more: https://go.microsoft.com/fwlink/?linkid=870924 Comment: Seller- Wasantha transport service TP- 0711500370 / 0702028651 / 0779260370 location- No 8 , Bosirigama, 100 kanuwa , Embilipitiya Description - They give free transport and unloading also free
Note on U26: ====== ID#AAABUz9wr7o (2024-08-29 06:55:09) [Threaded comment] Your version of Excel allows you to read this threaded comment; however, any edits to it will get removed if the file is opened in a newer version of Excel. Learn more: https://go.microsoft.com/fwlink/?linkid=870924 Comment: Seller- Wasantha transport service TP- 0711500370 / 0702028651 / 0779260370 location- No 8 , Bosirigama, 100 kanuwa , Embilipitiya Description - They give free transport and unloading also free
Note on W26: ====== ID#AAABXKFOLCE tc={4EFF931D-6763-4761-831B-82EDD181F81E} (2024-10-28 04:54:45) [Threaded comment] Your version of Excel allows you to read this threaded comment; however, any edits to it will get removed if the file is opened in a newer version of Excel. Learn more: https://go.microsoft.com/fwlink/?linkid=870924 Comment: Seller-Gamage Building Materials Suppliers Location-317, 10 Malasinghagoda Road, Hokandara 10230 TP-077 975 5754
Note on X26: ====== ID#AAABZMs_tVc Muditha Aruppola (2024-12-02 03:53:27) Seller- Neelaka Bricks TP-077 625 2239 Location-RWCP+7G8, Pannipitiya
Note on Y26: ====== ID#AAABag-w3a0 Muditha Aruppola (2024-12-19 05:32:34) Seller- Neelaka Bricks TP-077 625 2239 Location-RWCP+7G8, Pannipitiya
Note on T27: ====== ID#AAABUz9wr8Q tc={45B9D239-F588-4F5C-A61A-4C9B80AF4AA7} (2024-08-29 06:55:09) [Threaded comment] Your version of Excel allows you to read this threaded comment; however, any edits to it will get removed if the file is opened in a newer version of Excel. Learn more: https://go.microsoft.com/fwlink/?linkid=870924 Comment: Seller- SMS Holdings (Pvt) Ltd TP- 0770805000 Location- 622 E W Perera Mawatha, Sri Jayawardenepura Kotte 10100
Note on U27: ====== ID#AAABU0VI0I8 (2024-08-29 06:55:09) [Threaded comment] Your version of Excel allows you to read this threaded comment; however, any edits to it will get removed if the file is opened in a newer version of Excel. Learn more: https://go.microsoft.com/fwlink/?linkid=870924 Comment: Seller- SMS Holdings (Pvt) Ltd TP- 0770805000 Location- 622 E W Perera Mawatha, Sri Jayawardenepura Kotte 10100
Note on T28: ====== ID#AAABUz9wr_4 tc={60190188-FADF-42D0-9CC5-1E47F26B7F88} (2024-08-29 06:55:09) [Threaded comment] Your version of Excel allows you to read this threaded comment; however, any edits to it will get removed if the file is opened in a newer version of Excel. Learn more: https://go.microsoft.com/fwlink/?linkid=870924 Comment: Seller- SMS Holdings (Pvt) Ltd TP- 0770805000 Location- 622 E W Perera Mawatha, Sri Jayawardenepura Kotte 10100
Note on U28: ====== ID#AAABUz9wr50 (2024-08-29 06:55:09) [Threaded comment] Your version of Excel allows you to read this threaded comment; however, any edits to it will get removed if the file is opened in a newer version of Excel. Learn more: https://go.microsoft.com/fwlink/?linkid=870924 Comment: Seller- SMS Holdings (Pvt) Ltd TP- 0770805000 Location- 622 E W Perera Mawatha, Sri Jayawardenepura Kotte 10100
Note on T29: ====== ID#AAABU0VI0KU tc={BF2CDF78-5D01-4329-9733-22B08C8FF0A2} (2024-08-29 06:55:09) [Threaded comment] Your version of Excel allows you to read this threaded comment; however, any edits to it will get removed if the file is opened in a newer version of Excel. Learn more: https://go.microsoft.com/fwlink/?linkid=870924 Comment: Seller- SMS Holdings (Pvt) Ltd TP- 0770805000 Location- 622 E W Perera Mawatha, Sri Jayawardenepura Kotte 10100
Note on U29: ====== ID#AAABU0VI0KE (2024-08-29 06:55:09) [Threaded comment] Your version of Excel allows you to read this threaded comment; however, any edits to it will get removed if the file is opened in a newer version of Excel. Learn more: https://go.microsoft.com/fwlink/?linkid=870924 Comment: Seller- SMS Holdings (Pvt) Ltd TP- 0770805000 Location- 622 E W Perera Mawatha, Sri Jayawardenepura Kotte 10100
Note on T30: ====== ID#AAABU0VI0-o tc={5BEA3413-0E29-4282-AACF-D81BFC762C79} (2024-08-29 06:55:09) [Threaded comment] Your version of Excel allows you to read this threaded comment; however, any edits to it will get removed if the file is opened in a newer version of Excel. Learn more: https://go.microsoft.com/fwlink/?linkid=870924 Comment: Seller- SMS Holdings (Pvt) Ltd TP- 0770805000 Location- 622 E W Perera Mawatha, Sri Jayawardenepura Kotte 10100
Note on U30: ====== ID#AAABU0VI0_4 (2024-08-29 06:55:09) [Threaded comment] Your version of Excel allows you to read this threaded comment; however, any edits to it will get removed if the file is opened in a newer version of Excel. Learn more: https://go.microsoft.com/fwlink/?linkid=870924 Comment: Seller- SMS Holdings (Pvt) Ltd TP- 0770805000 Location- 622 E W Perera Mawatha, Sri Jayawardenepura Kotte 10100
Note on T31: ====== ID#AAABU0VI1Co tc={404EAD66-5904-4A38-B08E-308CF8A3B9AD} (2024-08-29 06:55:09) [Threaded comment] Your version of Excel allows you to read this threaded comment; however, any edits to it will get removed if the file is opened in a newer version of Excel. Learn more: https://go.microsoft.com/fwlink/?linkid=870924 Comment: Seller- SMS Holdings (Pvt) Ltd TP- 0770805000 Location- 622 E W Perera Mawatha, Sri Jayawardenepura Kotte 10100
Note on U31: ====== ID#AAABUz9wr-U (2024-08-29 06:55:09) [Threaded comment] Your version of Excel allows you to read this threaded comment; however, any edits to it will get removed if the file is opened in a newer version of Excel. Learn more: https://go.microsoft.com/fwlink/?linkid=870924 Comment: Seller- SMS Holdings (Pvt) Ltd TP- 0770805000 Location- 622 E W Perera Mawatha, Sri Jayawardenepura Kotte 10100
Note on T32: ====== ID#AAABUz9wr6M tc={D8AA9AAB-5EFF-4430-BDCB-1C068097B1F7} (2024-08-29 06:55:09) [Threaded comment] Your version of Excel allows you to read this threaded comment; however, any edits to it will get removed if the file is opened in a newer version of Excel. Learn more: https://go.microsoft.com/fwlink/?linkid=870924 Comment: Seller- SMS Holdings (Pvt) Ltd TP- 0770805000 Location- 622 E W Perera Mawatha, Sri Jayawardenepura Kotte 10100
Note on U32: ====== ID#AAABU0VI0Kw (2024-08-29 06:55:09) [Threaded comment] Your version of Excel allows you to read this threaded comment; however, any edits to it will get removed if the file is opened in a newer version of Excel. Learn more: https://go.microsoft.com/fwlink/?linkid=870924 Comment: Seller- SMS Holdings (Pvt) Ltd TP- 0770805000 Location- 622 E W Perera Mawatha, Sri Jayawardenepura Kotte 10100
Note on S33: ====== ID#AAABU0VI07Y tc={899ED1F6-5B25-4032-B21E-CE2C0B0E448F} (2024-08-29 06:55:09) [Threaded comment] Your version of Excel allows you to read this threaded comment; however, any edits to it will get removed if the file is opened in a newer version of Excel. Learn more: https://go.microsoft.com/fwlink/?linkid=870924 Comment: Seller- Lanka AAC (Pvt) Ltd TP- 077 429 4069 Location- XVQH+X55, Bodhirajapura
Note on T33: ====== ID#AAABU0VI0-w tc={234EF60E-49A3-44C4-BA23-137DA571EB12} (2024-08-29 06:55:09) [Threaded comment] Your version of Excel allows you to read this threaded comment; however, any edits to it will get removed if the file is opened in a newer version of Excel. Learn more: https://go.microsoft.com/fwlink/?linkid=870924 Comment: Seller- Lanka AAC (Pvt) Ltd TP- 077 429 4069 Location- XVQH+X55, Bodhirajapura
Note on U33: ====== ID#AAABU0VI058 (2024-08-29 06:55:09) [Threaded comment] Your version of Excel allows you to read this threaded comment; however, any edits to it will get removed if the file is opened in a newer version of Excel. Learn more: https://go.microsoft.com/fwlink/?linkid=870924 Comment: Seller- Lanka AAC (Pvt) Ltd TP- 077 429 4069 Location- XVQH+X55, Bodhirajapura
Note on V33: ====== ID#AAABWUoO9hU Muditha Aruppola (2024-09-26 09:28:42) Seller- AAC Lanka
Note on W33: ====== ID#AAABXKFOK_s Muditha Aruppola (2024-09-26 09:28:42) Seller- AAC Lanka
Note on S34: ====== ID#AAABU0VI0JQ tc={ADF238CE-2703-4BFC-9E72-A726C3F91C8F} (2024-08-29 06:55:09) [Threaded comment] Your version of Excel allows you to read this threaded comment; however, any edits to it will get removed if the file is opened in a newer version of Excel. Learn more: https://go.microsoft.com/fwlink/?linkid=870924 Comment: Seller- Lanka AAC (Pvt) Ltd TP- 077 429 4069 Location- XVQH+X55, Bodhirajapura
Note on T34: ====== ID#AAABU0VI1Bs tc={187944A0-C368-4BCA-92EE-719E98D4139C} (2024-08-29 06:55:09) [Threaded comment] Your version of Excel allows you to read this threaded comment; however, any edits to it will get removed if the file is opened in a newer version of Excel. Learn more: https://go.microsoft.com/fwlink/?linkid=870924 Comment: Seller- Lanka AAC (Pvt) Ltd TP- 077 429 4069 Location- XVQH+X55, Bodhirajapura
Note on U34: ====== ID#AAABUz9wr-s (2024-08-29 06:55:09) [Threaded comment] Your version of Excel allows you to read this threaded comment; however, any edits to it will get removed if the file is opened in a newer version of Excel. Learn more: https://go.microsoft.com/fwlink/?linkid=870924 Comment: Seller- Lanka AAC (Pvt) Ltd TP- 077 429 4069 Location- XVQH+X55, Bodhirajapura
Note on V34: ====== ID#AAABWUoO9hY Muditha Aruppola (2024-09-26 09:28:48) Seller- AAC Lanka
Note on W34: ====== ID#AAABXKFOLAM Muditha Aruppola (2024-09-26 09:28:48) Seller- AAC Lanka
Note on S35: ====== ID#AAABUz9wr7U tc={E440020E-5047-49CC-A8AD-89ACB886179E} (2024-08-29 06:55:09) [Threaded comment] Your version of Excel allows you to read this threaded comment; however, any edits to it will get removed if the file is opened in a newer version of Excel. Learn more: https://go.microsoft.com/fwlink/?linkid=870924 Comment: Seller- Lanka AAC (Pvt) Ltd TP- 077 429 4069 Location- XVQH+X55, Bodhirajapura
Note on T35: ====== ID#AAABU0VI0LU tc={C91794F0-7BCB-4C3D-B84D-D13C0346B710} (2024-08-29 06:55:09) [Threaded comment] Your version of Excel allows you to read this threaded comment; however, any edits to it will get removed if the file is opened in a newer version of Excel. Learn more: https://go.microsoft.com/fwlink/?linkid=870924 Comment: Seller- Lanka AAC (Pvt) Ltd TP- 077 429 4069 Location- XVQH+X55, Bodhirajapura
Note on U35: ====== ID#AAABU0VI07M (2024-08-29 06:55:09) [Threaded comment] Your version of Excel allows you to read this threaded comment; however, any edits to it will get removed if the file is opened in a newer version of Excel. Learn more: https://go.microsoft.com/fwlink/?linkid=870924 Comment: Seller- Lanka AAC (Pvt) Ltd TP- 077 429 4069 Location- XVQH+X55, Bodhirajapura
Note on V35: ====== ID#AAABWUoO9hc Muditha Aruppola (2024-09-26 09:28:51) Seller- AAC Lanka
Note on W35: ====== ID#AAABXKFOLBM Muditha Aruppola (2024-09-26 09:28:51) Seller- AAC Lanka
Note on S36: ====== ID#AAABUz9wr7Y tc={3D7429A1-441A-4DBF-9349-CF184A3A0B35} (2024-08-29 06:55:09) [Threaded comment] Your version of Excel allows you to read this threaded comment; however, any edits to it will get removed if the file is opened in a newer version of Excel. Learn more: https://go.microsoft.com/fwlink/?linkid=870924 Comment: Seller- Lanka AAC (Pvt) Ltd TP- 077 429 4069 Location- XVQH+X55, Bodhirajapura
Note on T36: ====== ID#AAABUz9wr6I tc={B77C70D4-1C97-45F1-B618-1B85CB8A26F9} (2024-08-29 06:55:09) [Threaded comment] Your version of Excel allows you to read this threaded comment; however, any edits to it will get removed if the file is opened in a newer version of Excel. Learn more: https://go.microsoft.com/fwlink/?linkid=870924 Comment: Seller- Lanka AAC (Pvt) Ltd TP- 077 429 4069 Location- XVQH+X55, Bodhirajapura
Note on U36: ====== ID#AAABU0VI1Bw (2024-08-29 06:55:09) [Threaded comment] Your version of Excel allows you to read this threaded comment; however, any edits to it will get removed if the file is opened in a newer version of Excel. Learn more: https://go.microsoft.com/fwlink/?linkid=870924 Comment: Seller- Lanka AAC (Pvt) Ltd TP- 077 429 4069 Location- XVQH+X55, Bodhirajapura
Note on V36: ====== ID#AAABWUoO9hg Muditha Aruppola (2024-09-26 09:28:53) Seller- AAC Lanka
Note on W36: ====== ID#AAABXKFOK9I Muditha Aruppola (2024-09-26 09:28:53) Seller- AAC Lanka
Note on S37: ====== ID#AAABU0VI0-4 tc={C9373E03-5D4B-4335-9529-3429C1F56288} (2024-08-29 06:55:09) [Threaded comment] Your version of Excel allows you to read this threaded comment; however, any edits to it will get removed if the file is opened in a newer version of Excel. Learn more: https://go.microsoft.com/fwlink/?linkid=870924 Comment: Seller- Lanka AAC (Pvt) Ltd TP- 077 429 4069 Location- XVQH+X55, Bodhirajapura
Note on T37: ====== ID#AAABU0VI098 tc={F01CB82F-D364-4EE1-83E7-147B99FE996B} (2024-08-29 06:55:09) [Threaded comment] Your version of Excel allows you to read this threaded comment; however, any edits to it will get removed if the file is opened in a newer version of Excel. Learn more: https://go.microsoft.com/fwlink/?linkid=870924 Comment: Seller- Lanka AAC (Pvt) Ltd TP- 077 429 4069 Location- XVQH+X55, Bodhirajapura
Note on U37: ====== ID#AAABU0VI078 (2024-08-29 06:55:09) [Threaded comment] Your version of Excel allows you to read this threaded comment; however, any edits to it will get removed if the file is opened in a newer version of Excel. Learn more: https://go.microsoft.com/fwlink/?linkid=870924 Comment: Seller- Lanka AAC (Pvt) Ltd TP- 077 429 4069 Location- XVQH+X55, Bodhirajapura
Note on V37: ====== ID#AAABWUoO9hk Muditha Aruppola (2024-09-26 09:28:56) Seller- AAC Lanka
Note on W37: ====== ID#AAABXKFOLBo Muditha Aruppola (2024-09-26 09:28:56) Seller- AAC Lanka
Note on S38: ====== ID#AAABUz9wr6Q tc={A9FAD4E3-F4CE-4873-8C81-A424D9675501} (2024-08-29 06:55:09) [Threaded comment] Your version of Excel allows you to read this threaded comment; however, any edits to it will get removed if the file is opened in a newer version of Excel. Learn more: https://go.microsoft.com/fwlink/?linkid=870924 Comment: Seller- Anuradhapura Holdings (Pvt) Ltd TP- 070 344 4047 Location- Kaduwela
Note on T38: ====== ID#AAABUz9wr8w tc={8DC345EB-9FE2-423A-99A6-0AC0DF634047} (2024-08-29 06:55:09) [Threaded comment] Your version of Excel allows you to read this threaded comment; however, any edits to it will get removed if the file is opened in a newer version of Excel. Learn more: https://go.microsoft.com/fwlink/?linkid=870924 Comment: Seller- Anuradhapura Holdings (Pvt) Ltd TP- 070 344 4047 Location- Kaduwela
Note on U38: ====== ID#AAABU0VI0KI (2024-08-29 06:55:09) [Threaded comment] Your version of Excel allows you to read this threaded comment; however, any edits to it will get removed if the file is opened in a newer version of Excel. Learn more: https://go.microsoft.com/fwlink/?linkid=870924 Comment: Seller- Anuradhapura Holdings (Pvt) Ltd TP- 070 344 4047 Location- Kaduwela
Note on V38: ====== ID#AAABWUoO9ho Muditha Aruppola (2024-09-26 09:29:14) Seller- Anuradhapura Holdings (Pvt) Ltd TP- 070 344 4047 Location- Kaduwela
Note on W38: ====== ID#AAABXKBgNws Muditha Aruppola (2024-09-26 09:29:14) Seller- Anuradhapura Holdings (Pvt) Ltd TP- 070 344 4047 Location- Kaduwela
Note on X38: ====== ID#AAABZMs_tV4 Muditha Aruppola (2024-12-02 04:04:14) Seller- Anuradhapura Holdings (Pvt) Ltd TP- 070 344 4047,0703344055 Location- Kaduwela
Note on Y38: ====== ID#AAABag-w3YM Muditha Aruppola (2024-12-19 04:45:26) Seller- Anuradhapura Holdings (Pvt) Ltd TP- 070 344 4047,0703344055 Location- Kaduwela
Note on S39: ====== ID#AAABU0VI06k tc={51174728-E932-4BC4-97DA-4023C377F83B} (2024-08-29 06:55:09) [Threaded comment] Your version of Excel allows you to read this threaded comment; however, any edits to it will get removed if the file is opened in a newer version of Excel. Learn more: https://go.microsoft.com/fwlink/?linkid=870924 Comment: Seller- Anuradhapura Holdings (Pvt) Ltd TP- 070 344 4047 Location- Kaduwela
Note on T39: ====== ID#AAABU0VI1Eg tc={4AA669F0-5E2F-4275-A5AD-3233EFE25469} (2024-08-29 06:55:09) [Threaded comment] Your version of Excel allows you to read this threaded comment; however, any edits to it will get removed if the file is opened in a newer version of Excel. Learn more: https://go.microsoft.com/fwlink/?linkid=870924 Comment: Seller- Anuradhapura Holdings (Pvt) Ltd TP- 070 344 4047 Location- Kaduwela
Note on U39: ====== ID#AAABU0VI1HE (2024-08-29 06:55:10) [Threaded comment] Your version of Excel allows you to read this threaded comment; however, any edits to it will get removed if the file is opened in a newer version of Excel. Learn more: https://go.microsoft.com/fwlink/?linkid=870924 Comment: Seller- Anuradhapura Holdings (Pvt) Ltd TP- 070 344 4047,070 344 4043 Location- Kaduwela
Note on V39: ====== ID#AAABWUoO9hs Muditha Aruppola (2024-09-26 09:29:16) Seller- Anuradhapura Holdings (Pvt) Ltd TP- 070 344 4048 Location- Kaduwela
Note on W39: ====== ID#AAABXKEqTc4 Muditha Aruppola (2024-09-26 09:29:16) Seller- Anuradhapura Holdings (Pvt) Ltd TP- 070 344 4048 Location- Kaduwela
Note on X39: ====== ID#AAABZMs_tV8 Muditha Aruppola (2024-12-02 04:04:17) Seller- Anuradhapura Holdings (Pvt) Ltd TP- 070 344 4047 Location- Kaduwela
Note on Y39: ====== ID#AAABag-w3YQ Muditha Aruppola (2024-12-19 04:45:28) Seller- Anuradhapura Holdings (Pvt) Ltd TP- 070 344 4047,0703344055 Location- Kaduwela
Note on S40: ====== ID#AAABU0VI1Fs tc={40F26A58-8A23-4961-A19F-657EA271EF8E} (2024-08-29 06:55:09) [Threaded comment] Your version of Excel allows you to read this threaded comment; however, any edits to it will get removed if the file is opened in a newer version of Excel. Learn more: https://go.microsoft.com/fwlink/?linkid=870924 Comment: Seller- Anuradhapura Holdings (Pvt) Ltd TP- 070 344 4047 Location- Kaduwela
Note on T40: ====== ID#AAABU0VI08M tc={FDB4A1D0-6267-4DBE-BACF-57433BC87518} (2024-08-29 06:55:09) [Threaded comment] Your version of Excel allows you to read this threaded comment; however, any edits to it will get removed if the file is opened in a newer version of Excel. Learn more: https://go.microsoft.com/fwlink/?linkid=870924 Comment: Seller- Anuradhapura Holdings (Pvt) Ltd TP- 070 344 4047 Location- Kaduwela
Note on U40: ====== ID#AAABU0VI0Jo (2024-08-29 06:55:09) [Threaded comment] Your version of Excel allows you to read this threaded comment; however, any edits to it will get removed if the file is opened in a newer version of Excel. Learn more: https://go.microsoft.com/fwlink/?linkid=870924 Comment: Seller- Anuradhapura Holdings (Pvt) Ltd TP- 070 344 4047 Location- Kaduwela
Note on V40: ====== ID#AAABWUoO9hw Muditha Aruppola (2024-09-26 09:29:19) Seller- Anuradhapura Holdings (Pvt) Ltd TP- 070 344 4047 Location- Kaduwela
Note on W40: ====== ID#AAABXKFOLAY Muditha Aruppola (2024-09-26 09:29:19) Seller- Anuradhapura Holdings (Pvt) Ltd TP- 070 344 4047 Location- Kaduwela
Note on X40: ====== ID#AAABZMs_tWA Muditha Aruppola (2024-12-02 04:04:20) Seller- Anuradhapura Holdings (Pvt) Ltd TP- 070 344 4047 Location- Kaduwela
Note on Y40: ====== ID#AAABag-w3YU Muditha Aruppola (2024-12-19 04:45:31) Seller- Anuradhapura Holdings (Pvt) Ltd TP- 070 344 4047,0703344055 Location- Kaduwela
Note on S43: ====== ID#AAABU0VI1Go tc={0649E803-1817-41C5-A943-B3121B2A0778} (2024-08-29 06:55:10) [Threaded comment] Your version of Excel allows you to read this threaded comment; however, any edits to it will get removed if the file is opened in a newer version of Excel. Learn more: https://go.microsoft.com/fwlink/?linkid=870924 Comment: Seller- Mr Punsiri TP- 07703463528
Note on T43: ====== ID#AAABUz9wr7s tc={554DE063-5546-41AC-A0F1-3018964E9E95} (2024-08-29 06:55:09) [Threaded comment] Your version of Excel allows you to read this threaded comment; however, any edits to it will get removed if the file is opened in a newer version of Excel. Learn more: https://go.microsoft.com/fwlink/?linkid=870924 Comment: Seller- Mr Punsiri TP- 07703463528
Note on U43: ====== ID#AAABUz9wr5E (2024-08-29 06:55:09) [Threaded comment] Your version of Excel allows you to read this threaded comment; however, any edits to it will get removed if the file is opened in a newer version of Excel. Learn more: https://go.microsoft.com/fwlink/?linkid=870924 Comment: Seller- Mr Punsiri TP- 07703463528
Note on V43: ====== ID#AAABVt92tE0 Muditha Aruppola (2024-09-25 04:04:46) Seller- Mr Punsiri TP- 07703463528
Note on W43: ====== ID#AAABXKFOK_c Muditha Aruppola (2024-09-25 04:04:46) Seller- Mr Punsiri TP- 07703463528
Note on X43: ====== ID#AAABZikzLXk Muditha Aruppola (2024-12-02 08:18:06) Seller- Mr Punsiri TP- 0773463528
Note on Y43: ====== ID#AAABag-w3XE Muditha Aruppola (2024-12-19 04:29:23) Seller- Mr Punsiri TP- 0773463528
Note on S44: ====== ID#AAABU0VI06c tc={B92178E0-524A-4796-8C8C-E93B6E5E988D} (2024-08-29 06:55:09) [Threaded comment] Your version of Excel allows you to read this threaded comment; however, any edits to it will get removed if the file is opened in a newer version of Excel. Learn more: https://go.microsoft.com/fwlink/?linkid=870924 Comment: Seller- Mr Punsiri TP- 07703463528
Note on T44: ====== ID#AAABU0VI1Ao tc={06824F55-9EAE-42C8-9DFE-F8470558AD82} (2024-08-29 06:55:09) [Threaded comment] Your version of Excel allows you to read this threaded comment; however, any edits to it will get removed if the file is opened in a newer version of Excel. Learn more: https://go.microsoft.com/fwlink/?linkid=870924 Comment: Seller- Mr Punsiri TP- 07703463528
Note on U44: ====== ID#AAABUz9wr9Y (2024-08-29 06:55:09) [Threaded comment] Your version of Excel allows you to read this threaded comment; however, any edits to it will get removed if the file is opened in a newer version of Excel. Learn more: https://go.microsoft.com/fwlink/?linkid=870924 Comment: Seller- Mr Punsiri TP- 07703463528
Note on V44: ====== ID#AAABVt92tE4 Muditha Aruppola (2024-09-25 04:04:51) Seller- Mr Punsiri TP- 07703463528
Note on W44: ====== ID#AAABXKEqTcc Muditha Aruppola (2024-09-25 04:04:51) Seller- Mr Punsiri TP- 07703463528
Note on X44: ====== ID#AAABZikzLXo Muditha Aruppola (2024-12-02 08:18:11) Seller- Mr Punsiri TP- 0773463528
Note on Y44: ====== ID#AAABag-w3XI Muditha Aruppola (2024-12-19 04:29:26) Seller- Mr Punsiri TP- 0773463528
Note on S45: ====== ID#AAABU0VI0-c tc={6996C683-B159-45E6-9625-846F1EE4C003} (2024-08-29 06:55:09) [Threaded comment] Your version of Excel allows you to read this threaded comment; however, any edits to it will get removed if the file is opened in a newer version of Excel. Learn more: https://go.microsoft.com/fwlink/?linkid=870924 Comment: Seller- Mr Punsiri TP- 07703463528
Note on T45: ====== ID#AAABU0VI0-A tc={B3381A84-2949-414F-87E3-7D1DD5FE0686} (2024-08-29 06:55:09) [Threaded comment] Your version of Excel allows you to read this threaded comment; however, any edits to it will get removed if the file is opened in a newer version of Excel. Learn more: https://go.microsoft.com/fwlink/?linkid=870924 Comment: Seller- Mr Punsiri TP- 07703463528
Note on U45: ====== ID#AAABUz9wr5A (2024-08-29 06:55:09) [Threaded comment] Your version of Excel allows you to read this threaded comment; however, any edits to it will get removed if the file is opened in a newer version of Excel. Learn more: https://go.microsoft.com/fwlink/?linkid=870924 Comment: Seller- Mr Punsiri TP- 07703463528
Note on V45: ====== ID#AAABVt92tE8 Muditha Aruppola (2024-09-25 04:04:55) Seller- Mr Punsiri TP- 07703463528
Note on W45: ====== ID#AAABXKFOLBE Muditha Aruppola (2024-09-25 04:04:55) Seller- Mr Punsiri TP- 07703463528
Note on X45: ====== ID#AAABZikzLXs Muditha Aruppola (2024-12-02 08:18:14) Seller- Mr Punsiri TP- 0773463528
Note on Y45: ====== ID#AAABag-w3XM Muditha Aruppola (2024-12-19 04:29:29) Seller- Mr Punsiri TP- 0773463528
Note on S46: ====== ID#AAABU0VI09w tc={CA9FC469-3E07-4843-B6AC-2E3171B1D90B} (2024-08-29 06:55:09) [Threaded comment] Your version of Excel allows you to read this threaded comment; however, any edits to it will get removed if the file is opened in a newer version of Excel. Learn more: https://go.microsoft.com/fwlink/?linkid=870924 Comment: Seller- Mr Punsiri TP- 07703463528
Note on T46: ====== ID#AAABU0VI09g tc={00A727E1-1A38-424A-82C4-5EC022E071C9} (2024-08-29 06:55:09) [Threaded comment] Your version of Excel allows you to read this threaded comment; however, any edits to it will get removed if the file is opened in a newer version of Excel. Learn more: https://go.microsoft.com/fwlink/?linkid=870924 Comment: Seller- Mr Punsiri TP- 07703463528
Note on U46: ====== ID#AAABUz9wr6c (2024-08-29 06:55:09) [Threaded comment] Your version of Excel allows you to read this threaded comment; however, any edits to it will get removed if the file is opened in a newer version of Excel. Learn more: https://go.microsoft.com/fwlink/?linkid=870924 Comment: Seller- Mr Punsiri TP- 07703463528
Note on V46: ====== ID#AAABVt92tFA Muditha Aruppola (2024-09-25 04:04:57) Seller- Mr Punsiri TP- 07703463528
Note on W46: ====== ID#AAABXKFOK_o Muditha Aruppola (2024-09-25 04:04:57) Seller- Mr Punsiri TP- 07703463528
Note on X46: ====== ID#AAABZikzLXw Muditha Aruppola (2024-12-02 08:18:17) Seller- Mr Punsiri TP- 0773463528
Note on Y46: ====== ID#AAABag-w3XQ Muditha Aruppola (2024-12-19 04:29:32) Seller- Mr Punsiri TP- 0773463528
Note on S47: ====== ID#AAABUz9wr4I tc={9633BD2C-0E5C-4641-9627-66533EABB95F} (2024-08-29 06:55:08) [Threaded comment] Your version of Excel allows you to read this threaded comment; however, any edits to it will get removed if the file is opened in a newer version of Excel. Learn more: https://go.microsoft.com/fwlink/?linkid=870924 Comment: Seller- Mr Punsiri TP- 07703463528
Note on T47: ====== ID#AAABU0VI1EA tc={955262E8-3F08-4FC7-A7AE-F34FE51F61A2} (2024-08-29 06:55:09) [Threaded comment] Your version of Excel allows you to read this threaded comment; however, any edits to it will get removed if the file is opened in a newer version of Excel. Learn more: https://go.microsoft.com/fwlink/?linkid=870924 Comment: Seller- Mr Punsiri TP- 07703463528
Note on U47: ====== ID#AAABUz9wr5Y (2024-08-29 06:55:09) [Threaded comment] Your version of Excel allows you to read this threaded comment; however, any edits to it will get removed if the file is opened in a newer version of Excel. Learn more: https://go.microsoft.com/fwlink/?linkid=870924 Comment: Seller- Mr Punsiri TP- 07703463528
Note on V47: ====== ID#AAABVt92tFE Muditha Aruppola (2024-09-25 04:05:00) Seller- Mr Punsiri TP- 07703463528
Note on W47: ====== ID#AAABXKFOK-4 Muditha Aruppola (2024-09-25 04:05:00) Seller- Mr Punsiri TP- 07703463528
Note on X47: ====== ID#AAABZikzLX0 Muditha Aruppola (2024-12-02 08:18:20) Seller- Mr Punsiri TP- 0773463528
Note on Y47: ====== ID#AAABag-w3XU Muditha Aruppola (2024-12-19 04:29:34) Seller- Mr Punsiri TP- 0773463528
Note on S48: ====== ID#AAABU0VI1GA tc={D70F09E6-10B9-41B7-AE63-68BD3C3FFC17} (2024-08-29 06:55:09) [Threaded comment] Your version of Excel allows you to read this threaded comment; however, any edits to it will get removed if the file is opened in a newer version of Excel. Learn more: https://go.microsoft.com/fwlink/?linkid=870924 Comment: Seller- Mr Punsiri TP- 07703463528
Note on T48: ====== ID#AAABU0VI0Ks tc={8CDF5564-E579-48CC-B628-70E6E9740B8C} (2024-08-29 06:55:09) [Threaded comment] Your version of Excel allows you to read this threaded comment; however, any edits to it will get removed if the file is opened in a newer version of Excel. Learn more: https://go.microsoft.com/fwlink/?linkid=870924 Comment: Seller- Mr Punsiri TP- 07703463528
Note on U48: ====== ID#AAABU0VI0LY (2024-08-29 06:55:09) [Threaded comment] Your version of Excel allows you to read this threaded comment; however, any edits to it will get removed if the file is opened in a newer version of Excel. Learn more: https://go.microsoft.com/fwlink/?linkid=870924 Comment: Seller- Mr Punsiri TP- 07703463528
Note on V48: ====== ID#AAABVt92tFI Muditha Aruppola (2024-09-25 04:05:02) Seller- Mr Punsiri TP- 07703463528
Note on W48: ====== ID#AAABXKEqTdM Muditha Aruppola (2024-09-25 04:05:02) Seller- Mr Punsiri TP- 07703463528
Note on X48: ====== ID#AAABZikzLX4 Muditha Aruppola (2024-12-02 08:18:23) Seller- Mr Punsiri TP- 0773463528
Note on Y48: ====== ID#AAABag-w3XY Muditha Aruppola (2024-12-19 04:29:37) Seller- Mr Punsiri TP- 0773463528
Note on S49: ====== ID#AAABUz9wr7I tc={76D42F46-C92D-43FD-807C-5EFFF02E76DF} (2024-08-29 06:55:09) [Threaded comment] Your version of Excel allows you to read this threaded comment; however, any edits to it will get removed if the file is opened in a newer version of Excel. Learn more: https://go.microsoft.com/fwlink/?linkid=870924 Comment: Seller- Mr Punsiri TP- 07703463528
Note on T49: ====== ID#AAABU0VI1EQ tc={1FBBA5AC-1CBC-4458-8BBE-D544D8CF3498} (2024-08-29 06:55:09) [Threaded comment] Your version of Excel allows you to read this threaded comment; however, any edits to it will get removed if the file is opened in a newer version of Excel. Learn more: https://go.microsoft.com/fwlink/?linkid=870924 Comment: Seller- Mr Punsiri TP- 07703463528
Note on U49: ====== ID#AAABUz9wr84 (2024-08-29 06:55:09) [Threaded comment] Your version of Excel allows you to read this threaded comment; however, any edits to it will get removed if the file is opened in a newer version of Excel. Learn more: https://go.microsoft.com/fwlink/?linkid=870924 Comment: Seller- Mr Punsiri TP- 07703463528
Note on V49: ====== ID#AAABVt92tFM Muditha Aruppola (2024-09-25 04:05:05) Seller- Mr Punsiri TP- 07703463528
Note on W49: ====== ID#AAABXKFOK_Q Muditha Aruppola (2024-09-25 04:05:05) Seller- Mr Punsiri TP- 07703463528
Note on X49: ====== ID#AAABZikzLX8 Muditha Aruppola (2024-12-02 08:18:26) Seller- Mr Punsiri TP- 0773463528
Note on Y49: ====== ID#AAABag-w3Xc Muditha Aruppola (2024-12-19 04:29:39) Seller- Mr Punsiri TP- 0773463528
Note on S50: ====== ID#AAABU0VI0_8 tc={344A7F39-8677-4915-94D4-55E19FF326D1} (2024-08-29 06:55:09) [Threaded comment] Your version of Excel allows you to read this threaded comment; however, any edits to it will get removed if the file is opened in a newer version of Excel. Learn more: https://go.microsoft.com/fwlink/?linkid=870924 Comment: Seller- Mr Punsiri TP- 07703463528
Note on T50: ====== ID#AAABU0VI0Mo tc={88272C27-DEBE-48D1-8938-6AB1C94AF175} (2024-08-29 06:55:09) [Threaded comment] Your version of Excel allows you to read this threaded comment; however, any edits to it will get removed if the file is opened in a newer version of Excel. Learn more: https://go.microsoft.com/fwlink/?linkid=870924 Comment: Seller- Mr Punsiri TP- 07703463528
Note on U50: ====== ID#AAABUz9wr6U (2024-08-29 06:55:09) [Threaded comment] Your version of Excel allows you to read this threaded comment; however, any edits to it will get removed if the file is opened in a newer version of Excel. Learn more: https://go.microsoft.com/fwlink/?linkid=870924 Comment: Seller- Mr Punsiri TP- 07703463528
Note on V50: ====== ID#AAABVt92tFQ Muditha Aruppola (2024-09-25 04:05:08) Seller- Mr Punsiri TP- 07703463528
Note on W50: ====== ID#AAABXKFOK-8 Muditha Aruppola (2024-09-25 04:05:08) Seller- Mr Punsiri TP- 07703463528
Note on X50: ====== ID#AAABZikzLYA Muditha Aruppola (2024-12-02 08:18:30) Seller- Mr Punsiri TP- 0773463528
Note on Y50: ====== ID#AAABag-w3Xg Muditha Aruppola (2024-12-19 04:29:43) Seller- Mr Punsiri TP- 0773463528
Note on S51: ====== ID#AAABU0VI08w tc={785DEE49-055D-4039-B19E-A5D7E3D94E30} (2024-08-29 06:55:09) [Threaded comment] Your version of Excel allows you to read this threaded comment; however, any edits to it will get removed if the file is opened in a newer version of Excel. Learn more: https://go.microsoft.com/fwlink/?linkid=870924 Comment: Seller- Mr Punsiri TP- 07703463528
Note on T51: ====== ID#AAABU0VI1A8 tc={E1F98300-4E48-47A2-B791-23A4999DDF27} (2024-08-29 06:55:09) [Threaded comment] Your version of Excel allows you to read this threaded comment; however, any edits to it will get removed if the file is opened in a newer version of Excel. Learn more: https://go.microsoft.com/fwlink/?linkid=870924 Comment: Seller- Mr Punsiri TP- 07703463528
Note on U51: ====== ID#AAABUz9wr4M (2024-08-29 06:55:08) [Threaded comment] Your version of Excel allows you to read this threaded comment; however, any edits to it will get removed if the file is opened in a newer version of Excel. Learn more: https://go.microsoft.com/fwlink/?linkid=870924 Comment: Seller- Mr Punsiri TP- 07703463528
Note on V51: ====== ID#AAABVt92tFU Muditha Aruppola (2024-09-25 04:05:11) Seller- Mr Punsiri TP- 07703463528
Note on W51: ====== ID#AAABXKFOLA0 Muditha Aruppola (2024-09-25 04:05:11) Seller- Mr Punsiri TP- 07703463528
Note on Y52: ====== ID#AAABag-w3Wo Muditha Aruppola (2024-12-19 04:28:19) Seller- Ashvida Plywood House TP- 077 788 8140 Location- 645-E Kandy Rd, Kadawatha 11850
Note on Y53: ====== ID#AAABag-w3Ws Muditha Aruppola (2024-12-19 04:28:23) Seller- Ashvida Plywood House TP- 077 788 8140 Location- 645-E Kandy Rd
Note on S54: ====== ID#AAABU0VI1F8 tc={A4034D9B-948C-4E91-BEEB-CB5FF64CF5ED} (2024-08-29 06:55:09) [Threaded comment] Your version of Excel allows you to read this threaded comment; however, any edits to it will get removed if the file is opened in a newer version of Excel. Learn more: https://go.microsoft.com/fwlink/?linkid=870924 Comment: Seller- Mackply Factory Complex TP- +94 114 309 141 / +94 114 400 136 Location- No. 30, Nawala Road, Nugegoda, Sri Lanka.
Note on T54: ====== ID#AAABU0VI1D0 tc={9CDFCB5E-483D-4FA9-949C-CACF7E22403E} (2024-08-29 06:55:09) [Threaded comment] Your version of Excel allows you to read this threaded comment; however, any edits to it will get removed if the file is opened in a newer version of Excel. Learn more: https://go.microsoft.com/fwlink/?linkid=870924 Comment: Seller- Mackply Factory Complex TP- +94 114 309 141 / +94 114 400 136 Location- No. 30, Nawala Road, Nugegoda, Sri Lanka
Note on U54: ====== ID#AAABU0VI05g (2024-08-29 06:55:09) Seller- SBK Steel Industries (Pvt) Ltd TP- 0112144328 , 0112144328 Location- R48X+547, Kandanapitiya Rd Bope, Padukka 10522 -Muditha Aruppola
Note on V54: ====== ID#AAABVuFyfA0 Muditha Aruppola (2024-09-24 06:40:27) Seller- Plywood House Kegalla TP- 035 2223236
Note on W54: ====== ID#AAABXKBgNwc tc={67629A2A-4FB2-4BBE-B75B-D8C465995E81} (2024-10-28 04:54:44) [Threaded comment] Your version of Excel allows you to read this threaded comment; however, any edits to it will get removed if the file is opened in a newer version of Excel. Learn more: https://go.microsoft.com/fwlink/?linkid=870924 Comment: Seller- Plywood House Kegalla TP- 035 2223236
Note on Y54: ====== ID#AAABag-w3Ww Muditha Aruppola (2024-12-19 04:28:28) Seller- Ashvida Plywood House TP- 077 788 8140 Location- 645-E Kandy Rd
Note on S55: ====== ID#AAABU0VI1Aw tc={C2A989B7-54F0-4E60-B45D-A2171A768423} (2024-08-29 06:55:09) [Threaded comment] Your version of Excel allows you to read this threaded comment; however, any edits to it will get removed if the file is opened in a newer version of Excel. Learn more: https://go.microsoft.com/fwlink/?linkid=870924 Comment: Seller- Mackply Factory Complex TP- +94 114 309 141 / +94 114 400 136 Location- No. 30, Nawala Road, Nugegoda, Sri Lanka
Note on T55: ====== ID#AAABU0VI1C8 tc={BDB2AE39-94BB-4DCC-BA0E-BFD6C4F0716A} (2024-08-29 06:55:09) [Threaded comment] Your version of Excel allows you to read this threaded comment; however, any edits to it will get removed if the file is opened in a newer version of Excel. Learn more: https://go.microsoft.com/fwlink/?linkid=870924 Comment: Seller- Mackply Factory Complex TP- +94 114 309 141 / +94 114 400 136 Location- No. 30, Nawala Road, Nugegoda, Sri Lanka
Note on U55: ====== ID#AAABUz9wr7k (2024-08-29 06:55:09) Seller- SBK Steel Industries (Pvt) Ltd TP- 0112144328 , 0112144328 Location- R48X+547, Kandanapitiya Rd Bope, Padukka 10522 -Muditha Aruppola
Note on V55: ====== ID#AAABVuFyfA4 Muditha Aruppola (2024-09-24 06:40:39) Seller- Plywood House Kegalla TP- 035 2223236
Note on W55: ====== ID#AAABXKFOK9g tc={6F9502DA-64A2-45EE-A1B6-0AC51DAF35DA} (2024-10-28 04:54:45) [Threaded comment] Your version of Excel allows you to read this threaded comment; however, any edits to it will get removed if the file is opened in a newer version of Excel. Learn more: https://go.microsoft.com/fwlink/?linkid=870924 Comment: Seller- Plywood House Kegalla TP- 035 2223236
Note on Y55: ====== ID#AAABag-w3W0 Muditha Aruppola (2024-12-19 04:28:32) Seller- Ashvida Plywood House TP- 077 788 8140 Location- 645-E Kandy Rd
Note on S56: ====== ID#AAABU0VI1BU tc={7B7C1677-E68D-4018-B652-B628AF046E4F} (2024-08-29 06:55:09) [Threaded comment] Your version of Excel allows you to read this threaded comment; however, any edits to it will get removed if the file is opened in a newer version of Excel. Learn more: https://go.microsoft.com/fwlink/?linkid=870924 Comment: Seller- SBK Steel Industries (Pvt) Ltd TP- 0112144328 , 0112144328 Location- R48X+547, Kandanapitiya Rd Bope, Padukka 10522
Note on T56: ====== ID#AAABU0VI08U tc={B3D010B2-F71C-4A2F-97D5-DEE5DD2CD8E9} (2024-08-29 06:55:09) [Threaded comment] Your version of Excel allows you to read this threaded comment; however, any edits to it will get removed if the file is opened in a newer version of Excel. Learn more: https://go.microsoft.com/fwlink/?linkid=870924 Comment: Seller- SBK Steel Industries (Pvt) Ltd TP- 0112144328 , 0112144328 Location- R48X+547, Kandanapitiya Rd Bope, Padukka 10522
Note on U56: ====== ID#AAABU0VI1Gc (2024-08-29 06:55:09) Seller- SBK Steel Industries (Pvt) Ltd TP- 0112144328 , 0112144328 Location- R48X+547, Kandanapitiya Rd Bope, Padukka 10522 -Muditha Aruppola
Note on V56: ====== ID#AAABVt92tFY Muditha Aruppola (2024-09-25 04:08:20) Seller= K.U.S Formwork & scaffolding (Private) Limited. TP= 077 0171958 ( Mr Asela)
Note on W56: ====== ID#AAABXKFOK9w tc={15455529-3DC9-4EC7-8815-205C9E3ACC10} (2024-10-28 04:54:45) [Threaded comment] Your version of Excel allows you to read this threaded comment; however, any edits to it will get removed if the file is opened in a newer version of Excel. Learn more: https://go.microsoft.com/fwlink/?linkid=870924 Comment: Seller- Plywood House Kegalla TP- 035 2223236
Note on Y56: ====== ID#AAABag-w3W4 Muditha Aruppola (2024-12-19 04:28:34) Seller- Ashvida Plywood House TP- 077 788 8140 Location- 645-E Kandy Rd
Note on S57: ====== ID#AAABU0VI0Ko tc={40B36954-0A33-491C-9751-70DB4585A64E} (2024-08-29 06:55:09) [Threaded comment] Your version of Excel allows you to read this threaded comment; however, any edits to it will get removed if the file is opened in a newer version of Excel. Learn more: https://go.microsoft.com/fwlink/?linkid=870924 Comment: Seller- SBK Steel Industries (Pvt) Ltd TP- 0112144328 , 0112144328 Location- R48X+547, Kandanapitiya Rd Bope, Padukka 10522
Note on T57: ====== ID#AAABU0VI0_o tc={406A40D3-FCB3-4A61-BF8D-F5FC2DED0825} (2024-08-29 06:55:09) [Threaded comment] Your version of Excel allows you to read this threaded comment; however, any edits to it will get removed if the file is opened in a newer version of Excel. Learn more: https://go.microsoft.com/fwlink/?linkid=870924 Comment: Seller- SBK Steel Industries (Pvt) Ltd TP- 0112144328 , 0112144328 Location- R48X+547, Kandanapitiya Rd Bope, Padukka 10522
Note on U57: ====== ID#AAABU0VI08Y (2024-08-29 06:55:09) Seller- SBK Steel Industries (Pvt) Ltd TP- 0112144328 , 0112144328 Location- R48X+547, Kandanapitiya Rd Bope, Padukka 10522 -Muditha Aruppola
Note on V57: ====== ID#AAABVt92tFc Muditha Aruppola (2024-09-25 04:08:26) Seller= K.U.S Formwork & scaffolding (Private) Limited. TP= 077 0171958 ( Mr Asela)
Note on W57: ====== ID#AAABXKFOLBQ tc={DB181A30-6643-49B9-B72E-BB21A17034D3} (2024-10-28 04:54:45) [Threaded comment] Your version of Excel allows you to read this threaded comment; however, any edits to it will get removed if the file is opened in a newer version of Excel. Learn more: https://go.microsoft.com/fwlink/?linkid=870924 Comment: Seller- Plywood House Kegalla TP- 035 2223236
Note on Y57: ====== ID#AAABag-w3W8 Muditha Aruppola (2024-12-19 04:28:37) Seller- Ashvida Plywood House TP- 077 788 8140 Location- 645-E Kandy Rd
Note on S58: ====== ID#AAABU0VI0K4 tc={5A60251A-C708-40A3-9DF0-8CA69C092FAD} (2024-08-29 06:55:09) [Threaded comment] Your version of Excel allows you to read this threaded comment; however, any edits to it will get removed if the file is opened in a newer version of Excel. Learn more: https://go.microsoft.com/fwlink/?linkid=870924 Comment: Seller- SBK Steel Industries (Pvt) Ltd TP- 0112144328 , 0112144328 Location- R48X+547, Kandanapitiya Rd Bope, Padukka 10522
Note on T58: ====== ID#AAABU0VI0-I tc={8E63108F-51A1-47D0-83D7-36A50D1DFA68} (2024-08-29 06:55:09) [Threaded comment] Your version of Excel allows you to read this threaded comment; however, any edits to it will get removed if the file is opened in a newer version of Excel. Learn more: https://go.microsoft.com/fwlink/?linkid=870924 Comment: Seller- SBK Steel Industries (Pvt) Ltd TP- 0112144328 , 0112144328 Location- R48X+547, Kandanapitiya Rd Bope, Padukka 10522
Note on U58: ====== ID#AAABUz9wr-g (2024-08-29 06:55:09) Seller- SBK Steel Industries (Pvt) Ltd TP- 0112144328 , 0112144328 Location- R48X+547, Kandanapitiya Rd Bope, Padukka 10522 -Muditha Aruppola
Note on V58: ====== ID#AAABVt92tFg Muditha Aruppola (2024-09-25 04:08:29) Seller= K.U.S Formwork & scaffolding (Private) Limited. TP= 077 0171958 ( Mr Asela)
Note on W58: ====== ID#AAABXKFOLBk tc={F4A62773-08E2-486F-984E-8FBB8D78863D} (2024-10-28 04:54:45) [Threaded comment] Your version of Excel allows you to read this threaded comment; however, any edits to it will get removed if the file is opened in a newer version of Excel. Learn more: https://go.microsoft.com/fwlink/?linkid=870924 Comment: Seller- Plywood House Kegalla TP- 035 2223236
Note on Y58: ====== ID#AAABag-w3XA Muditha Aruppola (2024-12-19 04:29:04) Seller- Plywood House Kegalla TP- 035 2223236
Note on T60: ====== ID#AAABU0VI1AQ tc={F7492C42-97A4-4FA2-BC7E-C76E0EE9B9EA} (2024-08-29 06:55:09) [Threaded comment] Your version of Excel allows you to read this threaded comment; however, any edits to it will get removed if the file is opened in a newer version of Excel. Learn more: https://go.microsoft.com/fwlink/?linkid=870924 Comment: Seller- Sedawaththa Timbers Stores TP- 077 328 4028 location- Sedawatta - Ambatale Rd, Peliyagoda
Note on U60: ====== ID#AAABUz9wr4w tc={E26CEB30-1151-4733-9F47-1D86AE652F34} (2024-08-29 06:55:08) [Threaded comment] Your version of Excel allows you to read this threaded comment; however, any edits to it will get removed if the file is opened in a newer version of Excel. Learn more: https://go.microsoft.com/fwlink/?linkid=870924 Comment: Supplier- Kandurata Timber Depot Location- No 1303 Biyagama Road Kelaniya TP- 0112 908 452
Note on T61: ====== ID#AAABUz9wsAI tc={0D9CC826-4426-4E60-BC55-06A680E4D78A} (2024-08-29 06:55:09) [Threaded comment] Your version of Excel allows you to read this threaded comment; however, any edits to it will get removed if the file is opened in a newer version of Excel. Learn more: https://go.microsoft.com/fwlink/?linkid=870924 Comment: Seller- Sedawaththa Timbers Stores TP- 077 328 4028 location- Sedawatta - Ambatale Rd, Peliyagoda
Note on U61: ====== ID#AAABUz9wr_s tc={74F18822-B5D9-4EFE-841D-931045C1DF6C} (2024-08-29 06:55:09) [Threaded comment] Your version of Excel allows you to read this threaded comment; however, any edits to it will get removed if the file is opened in a newer version of Excel. Learn more: https://go.microsoft.com/fwlink/?linkid=870924 Comment: Supplier- Kandurata Timber Depot Location- No 1303 Biyagama Road Kelaniya TP- 0112 908 452
Note on T62: ====== ID#AAABU0VI0Ig tc={B9370A79-B38B-4981-B99A-6AD207466EB7} (2024-08-29 06:55:09) [Threaded comment] Your version of Excel allows you to read this threaded comment; however, any edits to it will get removed if the file is opened in a newer version of Excel. Learn more: https://go.microsoft.com/fwlink/?linkid=870924 Comment: Seller- Sedawaththa Timbers Stores TP- 077 328 4028 location- Sedawatta - Ambatale Rd, Peliyagoda
Note on U62: ====== ID#AAABU0VI1Eo tc={215D27A2-A6E4-4660-BEF6-1CE2CAD21A5E} (2024-08-29 06:55:09) [Threaded comment] Your version of Excel allows you to read this threaded comment; however, any edits to it will get removed if the file is opened in a newer version of Excel. Learn more: https://go.microsoft.com/fwlink/?linkid=870924 Comment: Supplier- Kandurata Timber Depot Location- No 1303 Biyagama Road Kelaniya TP- 0112 908 452
Note on U63: ====== ID#AAABU0VI05k tc={9757D779-C22E-470A-B5CD-3C9B28A6C8A7} (2024-08-29 06:55:09) [Threaded comment] Your version of Excel allows you to read this threaded comment; however, any edits to it will get removed if the file is opened in a newer version of Excel. Learn more: https://go.microsoft.com/fwlink/?linkid=870924 Comment: Supplier- Kandurata Timber Depot Location- No 1303 Biyagama Road Kelaniya TP- 0112 908 452
Note on T64: ====== ID#AAABU0VI0-Y tc={EA746E00-48E1-4A40-8E87-114743708D9E} (2024-08-29 06:55:09) [Threaded comment] Your version of Excel allows you to read this threaded comment; however, any edits to it will get removed if the file is opened in a newer version of Excel. Learn more: https://go.microsoft.com/fwlink/?linkid=870924 Comment: Seller- Sedawaththa Timbers Stores TP- 077 328 4028 location- Sedawatta - Ambatale Rd, Peliyagoda
Note on U64: ====== ID#AAABU0VI1Fg tc={495BF1A5-A8EA-47CF-BB74-AD20B4835B08} (2024-08-29 06:55:09) [Threaded comment] Your version of Excel allows you to read this threaded comment; however, any edits to it will get removed if the file is opened in a newer version of Excel. Learn more: https://go.microsoft.com/fwlink/?linkid=870924 Comment: Supplier- Kandurata Timber Depot Location- No 1303 Biyagama Road Kelaniya TP- 0112 908 452
Note on T65: ====== ID#AAABUz9wr8s tc={5194C777-4D3E-4359-AC95-0A8AC2B66006} (2024-08-29 06:55:09) [Threaded comment] Your version of Excel allows you to read this threaded comment; however, any edits to it will get removed if the file is opened in a newer version of Excel. Learn more: https://go.microsoft.com/fwlink/?linkid=870924 Comment: Seller- Sedawaththa Timbers Stores TP- 077 328 4028 location- Sedawatta - Ambatale Rd, Peliyagoda
Note on U65: ====== ID#AAABU0VI0Kk tc={0D7A3B69-9398-42B5-8544-88C45A6AD4E0} (2024-08-29 06:55:09) [Threaded comment] Your version of Excel allows you to read this threaded comment; however, any edits to it will get removed if the file is opened in a newer version of Excel. Learn more: https://go.microsoft.com/fwlink/?linkid=870924 Comment: Supplier- Kandurata Timber Depot Location- No 1303 Biyagama Road Kelaniya TP- 0112 908 452
Note on U66: ====== ID#AAABU0VI1Bc tc={C2309AA0-ECE0-496F-A2C9-34CE6AFBFDCA} (2024-08-29 06:55:09) [Threaded comment] Your version of Excel allows you to read this threaded comment; however, any edits to it will get removed if the file is opened in a newer version of Excel. Learn more: https://go.microsoft.com/fwlink/?linkid=870924 Comment: Supplier- Kandurata Timber Depot Location- No 1303 Biyagama Road Kelaniya TP- 0112 908 452
Note on T68: ====== ID#AAABU0VI0KQ tc={C84BF4F3-2DD6-4C30-92C2-27A436D32703} (2024-08-29 06:55:09) [Threaded comment] Your version of Excel allows you to read this threaded comment; however, any edits to it will get removed if the file is opened in a newer version of Excel. Learn more: https://go.microsoft.com/fwlink/?linkid=870924 Comment: Seller- Krishantha Saw Mills TP- 071 417 1856 Location- No 477 , Galle Road, Rawathawatha, Moratuwa 10400
Note on U68: ====== ID#AAABU0VI07U tc={E4DD6563-CA0D-4DAC-B3E1-4A3E2F8F0CA6} (2024-08-29 06:55:09) [Threaded comment] Your version of Excel allows you to read this threaded comment; however, any edits to it will get removed if the file is opened in a newer version of Excel. Learn more: https://go.microsoft.com/fwlink/?linkid=870924 Comment: Supplier- Kandurata Timber Depot Location- No 1303 Biyagama Road Kelaniya TP- 0112 908 452
Note on V68: ====== ID#AAABVuFye-w Muditha Aruppola (2024-09-24 06:14:34) Supplier- Kandurata Timber Depot Location- No 1303 Biyagama Road Kelaniya TP- 0112 908 452
Note on W68: ====== ID#AAABXKFOK_I Muditha Aruppola (2024-09-24 06:14:34) Supplier- Kandurata Timber Depot Location- No 1303 Biyagama Road Kelaniya TP- 0112 908 452
Note on T69: ====== ID#AAABU0VI0_M tc={315C0091-CBC8-4D29-B549-EFB79783AAC3} (2024-08-29 06:55:09) [Threaded comment] Your version of Excel allows you to read this threaded comment; however, any edits to it will get removed if the file is opened in a newer version of Excel. Learn more: https://go.microsoft.com/fwlink/?linkid=870924 Comment: Seller- Krishantha Saw Mills TP- 071 417 1856 Location- No 477 , Galle Road, Rawathawatha, Moratuwa 10400
Note on U69: ====== ID#AAABUz9wr_c tc={EC0DDB34-768B-4818-BAC1-89C48A763F0B} (2024-08-29 06:55:09) [Threaded comment] Your version of Excel allows you to read this threaded comment; however, any edits to it will get removed if the file is opened in a newer version of Excel. Learn more: https://go.microsoft.com/fwlink/?linkid=870924 Comment: Supplier- Kandurata Timber Depot Location- No 1303 Biyagama Road Kelaniya TP- 0112 908 452
Note on T70: ====== ID#AAABU0VI0_E tc={A0AE1AA1-98AF-443F-B7DC-B5675C968E48} (2024-08-29 06:55:09) [Threaded comment] Your version of Excel allows you to read this threaded comment; however, any edits to it will get removed if the file is opened in a newer version of Excel. Learn more: https://go.microsoft.com/fwlink/?linkid=870924 Comment: Seller- Krishantha Saw Mills TP- 071 417 1856 Location- No 477 , Galle Road, Rawathawatha, Moratuwa 10400
Note on U70: ====== ID#AAABU0VI05I tc={3C9F7738-D1D9-49A4-90C1-529A089025F2} (2024-08-29 06:55:09) [Threaded comment] Your version of Excel allows you to read this threaded comment; however, any edits to it will get removed if the file is opened in a newer version of Excel. Learn more: https://go.microsoft.com/fwlink/?linkid=870924 Comment: Supplier- Kandurata Timber Depot Location- No 1303 Biyagama Road Kelaniya TP- 0112 908 452
Note on V70: ====== ID#AAABVuFye-0 Muditha Aruppola (2024-09-24 06:14:37) Supplier- Kandurata Timber Depot Location- No 1303 Biyagama Road Kelaniya TP- 0112 908 452
Note on W70: ====== ID#AAABXKFOLBc Muditha Aruppola (2024-09-24 06:14:37) Supplier- Kandurata Timber Depot Location- No 1303 Biyagama Road Kelaniya TP- 0112 908 452
Note on U71: ====== ID#AAABU0VI0MY tc={F1A0D12C-F75A-44A5-8E5C-C9DF73090F77} (2024-08-29 06:55:09) [Threaded comment] Your version of Excel allows you to read this threaded comment; however, any edits to it will get removed if the file is opened in a newer version of Excel. Learn more: https://go.microsoft.com/fwlink/?linkid=870924 Comment: Supplier- Kandurata Timber Depot Location- No 1303 Biyagama Road Kelaniya TP- 0112 908 452
Note on V71: ====== ID#AAABVuFye-4 Muditha Aruppola (2024-09-24 06:14:40) Supplier- Kandurata Timber Depot Location- No 1303 Biyagama Road Kelaniya TP- 0112 908 452
Note on W71: ====== ID#AAABXKFOK_4 Muditha Aruppola (2024-09-24 06:14:40) Supplier- Kandurata Timber Depot Location- No 1303 Biyagama Road Kelaniya TP- 0112 908 452
Note on T72: ====== ID#AAABU0VI1Gk tc={B6759084-F82F-4CC3-B845-E7E496241DF6} (2024-08-29 06:55:09) [Threaded comment] Your version of Excel allows you to read this threaded comment; however, any edits to it will get removed if the file is opened in a newer version of Excel. Learn more: https://go.microsoft.com/fwlink/?linkid=870924 Comment: Seller- Krishantha Saw Mills TP- 071 417 1856 Location- No 477 , Galle Road, Rawathawatha, Moratuwa 10400
Note on U72: ====== ID#AAABU0VI1Cg tc={28B63D13-468F-4F9C-99FC-B4CB1EEE1E1C} (2024-08-29 06:55:09) [Threaded comment] Your version of Excel allows you to read this threaded comment; however, any edits to it will get removed if the file is opened in a newer version of Excel. Learn more: https://go.microsoft.com/fwlink/?linkid=870924 Comment: Supplier- Kandurata Timber Depot Location- No 1303 Biyagama Road Kelaniya TP- 0112 908 452
Note on V72: ====== ID#AAABVuFye-8 Muditha Aruppola (2024-09-24 06:14:43) Supplier- Kandurata Timber Depot Location- No 1303 Biyagama Road Kelaniya TP- 0112 908 452
Note on W72: ====== ID#AAABXKFOLCg Muditha Aruppola (2024-09-24 06:14:43) Supplier- Kandurata Timber Depot Location- No 1303 Biyagama Road Kelaniya TP- 0112 908 452
Note on T73: ====== ID#AAABUz9wr4c tc={1DFF14A2-6E06-4560-ABA3-19B7EC636E00} (2024-08-29 06:55:08) [Threaded comment] Your version of Excel allows you to read this threaded comment; however, any edits to it will get removed if the file is opened in a newer version of Excel. Learn more: https://go.microsoft.com/fwlink/?linkid=870924 Comment: Seller- Krishantha Saw Mills TP- 071 417 1856 Location- No 477 , Galle Road, Rawathawatha, Moratuwa 10400
Note on U73: ====== ID#AAABU0VI0KY tc={A3B03601-F9A0-4A53-A670-E1183EC89887} (2024-08-29 06:55:09) [Threaded comment] Your version of Excel allows you to read this threaded comment; however, any edits to it will get removed if the file is opened in a newer version of Excel. Learn more: https://go.microsoft.com/fwlink/?linkid=870924 Comment: Supplier- Kandurata Timber Depot Location- No 1303 Biyagama Road Kelaniya TP- 0112 908 452
Note on V73: ====== ID#AAABVuFye_A Muditha Aruppola (2024-09-24 06:14:47) Supplier- Kandurata Timber Depot Location- No 1303 Biyagama Road Kelaniya TP- 0112 908 452
Note on W73: ====== ID#AAABXKBgNwg Muditha Aruppola (2024-09-24 06:14:47) Supplier- Kandurata Timber Depot Location- No 1303 Biyagama Road Kelaniya TP- 0112 908 452
Note on T74: ====== ID#AAABUz9wsAc tc={893D98FC-DD05-4D35-9BC3-71422C8FAF01} (2024-08-29 06:55:09) [Threaded comment] Your version of Excel allows you to read this threaded comment; however, any edits to it will get removed if the file is opened in a newer version of Excel. Learn more: https://go.microsoft.com/fwlink/?linkid=870924 Comment: Seller- Krishantha Saw Mills TP- 071 417 1856 Location- No 477 , Galle Road, Rawathawatha, Moratuwa 10400
Note on U74: ====== ID#AAABU0VI06Q tc={F2A93304-5142-4F8D-9FF6-2103413A1B09} (2024-08-29 06:55:09) [Threaded comment] Your version of Excel allows you to read this threaded comment; however, any edits to it will get removed if the file is opened in a newer version of Excel. Learn more: https://go.microsoft.com/fwlink/?linkid=870924 Comment: Supplier- Kandurata Timber Depot Location- No 1303 Biyagama Road Kelaniya TP- 0112 908 452
Note on V74: ====== ID#AAABVuFye_E Muditha Aruppola (2024-09-24 06:14:50) Supplier- Kandurata Timber Depot Location- No 1303 Biyagama Road Kelaniya TP- 0112 908 452
Note on W74: ====== ID#AAABXKFOLAg Muditha Aruppola (2024-09-24 06:14:50) Supplier- Kandurata Timber Depot Location- No 1303 Biyagama Road Kelaniya TP- 0112 908 452
Note on T75: ====== ID#AAABUz9wsAg tc={CEF97CBD-88A8-4BB5-A191-13AD2465DB28} (2024-08-29 06:55:09) [Threaded comment] Your version of Excel allows you to read this threaded comment; however, any edits to it will get removed if the file is opened in a newer version of Excel. Learn more: https://go.microsoft.com/fwlink/?linkid=870924 Comment: Seller- Krishantha Saw Mills TP- 071 417 1856 Location- No 477 , Galle Road, Rawathawatha, Moratuwa 10400
Note on U75: ====== ID#AAABUz9wsAw tc={27A09E1B-A07F-43F8-92DD-18AAF7E4BBDE} (2024-08-29 06:55:09) [Threaded comment] Your version of Excel allows you to read this threaded comment; however, any edits to it will get removed if the file is opened in a newer version of Excel. Learn more: https://go.microsoft.com/fwlink/?linkid=870924 Comment: Supplier- Kandurata Timber Depot Location- No 1303 Biyagama Road Kelaniya TP- 0112 908 452
Note on V75: ====== ID#AAABVuFye_I Muditha Aruppola (2024-09-24 06:14:54) Supplier- Kandurata Timber Depot Location- No 1303 Biyagama Road Kelaniya TP- 0112 908 452
Note on W75: ====== ID#AAABXKFOLAo Muditha Aruppola (2024-09-24 06:14:54) Supplier- Kandurata Timber Depot Location- No 1303 Biyagama Road Kelaniya TP- 0112 908 452
Note on T76: ====== ID#AAABUz9wr64 tc={749736AB-B3DE-48C8-A43D-74BC898B6493} (2024-08-29 06:55:09) [Threaded comment] Your version of Excel allows you to read this threaded comment; however, any edits to it will get removed if the file is opened in a newer version of Excel. Learn more: https://go.microsoft.com/fwlink/?linkid=870924 Comment: Seller- Krishantha Saw Mills TP- 071 417 1856 Location- No 477 , Galle Road, Rawathawatha, Moratuwa 10400
Note on U76: ====== ID#AAABUz9wr-0 tc={52B0C055-86D0-4999-8E76-CDD24AE2EA20} (2024-08-29 06:55:09) [Threaded comment] Your version of Excel allows you to read this threaded comment; however, any edits to it will get removed if the file is opened in a newer version of Excel. Learn more: https://go.microsoft.com/fwlink/?linkid=870924 Comment: Supplier- Kandurata Timber Depot Location- No 1303 Biyagama Road Kelaniya TP- 0112 908 452
Note on V76: ====== ID#AAABVuFye_M Muditha Aruppola (2024-09-24 06:14:57) Supplier- Kandurata Timber Depot Location- No 1303 Biyagama Road Kelaniya TP- 0112 908 452
Note on W76: ====== ID#AAABXKFOK_M Muditha Aruppola (2024-09-24 06:14:57) Supplier- Kandurata Timber Depot Location- No 1303 Biyagama Road Kelaniya TP- 0112 908 452
Note on T78: ====== ID#AAABU0VI0Lw tc={69560BDA-2CAD-47BD-9922-2C3339AA609A} (2024-08-29 06:55:09) [Threaded comment] Your version of Excel allows you to read this threaded comment; however, any edits to it will get removed if the file is opened in a newer version of Excel. Learn more: https://go.microsoft.com/fwlink/?linkid=870924 Comment: Seller- Krishantha Saw Mills TP- 071 417 1856 Location- No 477 , Galle Road, Rawathawatha, Moratuwa 10400
Note on U78: ====== ID#AAABUz9wr9I tc={62406611-4CE0-4E4D-AEA1-B6EA5C57A948} (2024-08-29 06:55:09) [Threaded comment] Your version of Excel allows you to read this threaded comment; however, any edits to it will get removed if the file is opened in a newer version of Excel. Learn more: https://go.microsoft.com/fwlink/?linkid=870924 Comment: Supplier- Kandurata Timber Depot Location- No 1303 Biyagama Road Kelaniya TP- 0112 908 452
Note on V78: ====== ID#AAABVuFye_Q Muditha Aruppola (2024-09-24 06:15:01) Supplier- Kandurata Timber Depot Location- No 1303 Biyagama Road Kelaniya TP- 0112 908 452
Note on W78: ====== ID#AAABXKFOK9o Muditha Aruppola (2024-09-24 06:15:01) Supplier- Kandurata Timber Depot Location- No 1303 Biyagama Road Kelaniya TP- 0112 908 452
Note on T79: ====== ID#AAABU0VI1B4 tc={16F9F50F-01D7-4468-8417-D9DC488C71D2} (2024-08-29 06:55:09) [Threaded comment] Your version of Excel allows you to read this threaded comment; however, any edits to it will get removed if the file is opened in a newer version of Excel. Learn more: https://go.microsoft.com/fwlink/?linkid=870924 Comment: Seller- Krishantha Saw Mills TP- 071 417 1856 Location- No 477 , Galle Road, Rawathawatha, Moratuwa 10400
Note on U79: ====== ID#AAABU0VI0_I tc={61B092E8-B76D-479E-9975-27E84C1BCA89} (2024-08-29 06:55:09) [Threaded comment] Your version of Excel allows you to read this threaded comment; however, any edits to it will get removed if the file is opened in a newer version of Excel. Learn more: https://go.microsoft.com/fwlink/?linkid=870924 Comment: Supplier- Kandurata Timber Depot Location- No 1303 Biyagama Road Kelaniya TP- 0112 908 452
Note on V79: ====== ID#AAABVuFye_U Muditha Aruppola (2024-09-24 06:15:04) Supplier- Kandurata Timber Depot Location- No 1303 Biyagama Road Kelaniya TP- 0112 908 452
Note on W79: ====== ID#AAABXKFOLAE Muditha Aruppola (2024-09-24 06:15:04) Supplier- Kandurata Timber Depot Location- No 1303 Biyagama Road Kelaniya TP- 0112 908 452
Note on T80: ====== ID#AAABU0VI1Cs tc={E614D1AC-D3C2-4B36-AA4F-ED711D1C43A1} (2024-08-29 06:55:09) [Threaded comment] Your version of Excel allows you to read this threaded comment; however, any edits to it will get removed if the file is opened in a newer version of Excel. Learn more: https://go.microsoft.com/fwlink/?linkid=870924 Comment: Seller- Krishantha Saw Mills TP- 071 417 1856 Location- No 477 , Galle Road, Rawathawatha, Moratuwa 10400
Note on U80: ====== ID#AAABU0VI1Gg tc={71673660-FD34-4100-9A19-815BAA44C518} (2024-08-29 06:55:09) [Threaded comment] Your version of Excel allows you to read this threaded comment; however, any edits to it will get removed if the file is opened in a newer version of Excel. Learn more: https://go.microsoft.com/fwlink/?linkid=870924 Comment: Supplier- Kandurata Timber Depot Location- No 1303 Biyagama Road Kelaniya TP- 0112 908 452
Note on V80: ====== ID#AAABVuFye_Y Muditha Aruppola (2024-09-24 06:15:06) Supplier- Kandurata Timber Depot Location- No 1303 Biyagama Road Kelaniya TP- 0112 908 452
Note on W80: ====== ID#AAABXKBgNwU Muditha Aruppola (2024-09-24 06:15:06) Supplier- Kandurata Timber Depot Location- No 1303 Biyagama Road Kelaniya TP- 0112 908 452
Note on T81: ====== ID#AAABU0VI1Dw tc={7327C3BF-EDB0-4538-9CAE-C8E814317EC7} (2024-08-29 06:55:09) [Threaded comment] Your version of Excel allows you to read this threaded comment; however, any edits to it will get removed if the file is opened in a newer version of Excel. Learn more: https://go.microsoft.com/fwlink/?linkid=870924 Comment: Seller- Krishantha Saw Mills TP- 071 417 1856 Location- No 477 , Galle Road, Rawathawatha, Moratuwa 10400
Note on U81: ====== ID#AAABU0VI05Q tc={ADD75205-2361-46D6-A569-E80B101D7B97} (2024-08-29 06:55:09) [Threaded comment] Your version of Excel allows you to read this threaded comment; however, any edits to it will get removed if the file is opened in a newer version of Excel. Learn more: https://go.microsoft.com/fwlink/?linkid=870924 Comment: Supplier- Kandurata Timber Depot Location- No 1303 Biyagama Road Kelaniya TP- 0112 908 452
Note on V81: ====== ID#AAABVuFye_c Muditha Aruppola (2024-09-24 06:15:09) Supplier- Kandurata Timber Depot Location- No 1303 Biyagama Road Kelaniya TP- 0112 908 452
Note on W81: ====== ID#AAABXKFOK-E Muditha Aruppola (2024-09-24 06:15:09) Supplier- Kandurata Timber Depot Location- No 1303 Biyagama Road Kelaniya TP- 0112 908 452
Note on T82: ====== ID#AAABUzvHrhE tc={ECB013C7-8C1C-4DEF-8F4C-E00316DFA066} (2024-08-29 06:55:08) [Threaded comment] Your version of Excel allows you to read this threaded comment; however, any edits to it will get removed if the file is opened in a newer version of Excel. Learn more: https://go.microsoft.com/fwlink/?linkid=870924 Comment: Seller- Krishantha Saw Mills TP- 071 417 1856 Location- No 477 , Galle Road, Rawathawatha, Moratuwa 10400
Note on U82: ====== ID#AAABUz9wr44 tc={FDF49CF9-CB79-49EE-A57D-0C31AFDC8FFF} (2024-08-29 06:55:08) [Threaded comment] Your version of Excel allows you to read this threaded comment; however, any edits to it will get removed if the file is opened in a newer version of Excel. Learn more: https://go.microsoft.com/fwlink/?linkid=870924 Comment: Supplier- Kandurata Timber Depot Location- No 1303 Biyagama Road Kelaniya TP- 0112 908 452
Note on V82: ====== ID#AAABVuFye_g Muditha Aruppola (2024-09-24 06:15:12) Supplier- Kandurata Timber Depot Location- No 1303 Biyagama Road Kelaniya TP- 0112 908 452
Note on W82: ====== ID#AAABXKFOLCY Muditha Aruppola (2024-09-24 06:15:12) Supplier- Kandurata Timber Depot Location- No 1303 Biyagama Road Kelaniya TP- 0112 908 452
Note on T83: ====== ID#AAABU0VI1FI tc={59E34B28-7126-4A6C-B6E6-491AE072F778} (2024-08-29 06:55:09) [Threaded comment] Your version of Excel allows you to read this threaded comment; however, any edits to it will get removed if the file is opened in a newer version of Excel. Learn more: https://go.microsoft.com/fwlink/?linkid=870924 Comment: Seller- Krishantha Saw Mills TP- 071 417 1856 Location- No 477 , Galle Road, Rawathawatha, Moratuwa 10400
Note on U83: ====== ID#AAABU0VI0Lg tc={ECD5CAD6-F46D-4C70-A166-95B290E9E8C2} (2024-08-29 06:55:09) [Threaded comment] Your version of Excel allows you to read this threaded comment; however, any edits to it will get removed if the file is opened in a newer version of Excel. Learn more: https://go.microsoft.com/fwlink/?linkid=870924 Comment: Supplier- Kandurata Timber Depot Location- No 1303 Biyagama Road Kelaniya TP- 0112 908 452
Note on V83: ====== ID#AAABVuFye_k Muditha Aruppola (2024-09-24 06:15:15) Supplier- Kandurata Timber Depot Location- No 1303 Biyagama Road Kelaniya TP- 0112 908 452
Note on W83: ====== ID#AAABXKFOLAs Muditha Aruppola (2024-09-24 06:15:15) Supplier- Kandurata Timber Depot Location- No 1303 Biyagama Road Kelaniya TP- 0112 908 452
Note on T84: ====== ID#AAABU0VI1EI tc={13EA4806-9CA0-490B-9C3A-3734B713C6D4} (2024-08-29 06:55:09) [Threaded comment] Your version of Excel allows you to read this threaded comment; however, any edits to it will get removed if the file is opened in a newer version of Excel. Learn more: https://go.microsoft.com/fwlink/?linkid=870924 Comment: Seller- Krishantha Saw Mills TP- 071 417 1856 Location- No 477 , Galle Road, Rawathawatha, Moratuwa 10400
Note on U84: ====== ID#AAABUz9wr-M tc={E10D56BB-0AF3-4699-9183-29A2D69CC238} (2024-08-29 06:55:09) [Threaded comment] Your version of Excel allows you to read this threaded comment; however, any edits to it will get removed if the file is opened in a newer version of Excel. Learn more: https://go.microsoft.com/fwlink/?linkid=870924 Comment: Supplier- Kandurata Timber Depot Location- No 1303 Biyagama Road Kelaniya TP- 0112 908 452
Note on V84: ====== ID#AAABVuFye_o Muditha Aruppola (2024-09-24 06:15:17) Supplier- Kandurata Timber Depot Location- No 1303 Biyagama Road Kelaniya TP- 0112 908 452
Note on W84: ====== ID#AAABXKEqTdA Muditha Aruppola (2024-09-24 06:15:17) Supplier- Kandurata Timber Depot Location- No 1303 Biyagama Road Kelaniya TP- 0112 908 452
Note on T85: ====== ID#AAABU0VI07I tc={A60A48EA-2D1D-45CD-BD55-E20138F916EA} (2024-08-29 06:55:09) [Threaded comment] Your version of Excel allows you to read this threaded comment; however, any edits to it will get removed if the file is opened in a newer version of Excel. Learn more: https://go.microsoft.com/fwlink/?linkid=870924 Comment: Seller- Krishantha Saw Mills TP- 071 417 1856 Location- No 477 , Galle Road, Rawathawatha, Moratuwa 10400
Note on U85: ====== ID#AAABUz9wr8A tc={E28B03F8-1CC6-465B-942E-9CB0828A0777} (2024-08-29 06:55:09) [Threaded comment] Your version of Excel allows you to read this threaded comment; however, any edits to it will get removed if the file is opened in a newer version of Excel. Learn more: https://go.microsoft.com/fwlink/?linkid=870924 Comment: Supplier- Kandurata Timber Depot Location- No 1303 Biyagama Road Kelaniya TP- 0112 908 452
Note on V85: ====== ID#AAABVuFye_s Muditha Aruppola (2024-09-24 06:15:20) Supplier- Kandurata Timber Depot Location- No 1303 Biyagama Road Kelaniya TP- 0112 908 452
Note on W85: ====== ID#AAABXKFOLCA Muditha Aruppola (2024-09-24 06:15:20) Supplier- Kandurata Timber Depot Location- No 1303 Biyagama Road Kelaniya TP- 0112 908 452
Note on T86: ====== ID#AAABU0VI0LI tc={B991AB91-56E8-4EB9-9789-B2F6E9A09370} (2024-08-29 06:55:09) [Threaded comment] Your version of Excel allows you to read this threaded comment; however, any edits to it will get removed if the file is opened in a newer version of Excel. Learn more: https://go.microsoft.com/fwlink/?linkid=870924 Comment: Seller- Krishantha Saw Mills TP- 071 417 1856 Location- No 477 , Galle Road, Rawathawatha, Moratuwa 10400
Note on U86: ====== ID#AAABU0VI070 tc={6F2F9AEB-F1BE-496E-A389-EDEDCBB4FF82} (2024-08-29 06:55:09) [Threaded comment] Your version of Excel allows you to read this threaded comment; however, any edits to it will get removed if the file is opened in a newer version of Excel. Learn more: https://go.microsoft.com/fwlink/?linkid=870924 Comment: Supplier- Kandurata Timber Depot Location- No 1303 Biyagama Road Kelaniya TP- 0112 908 452
Note on V86: ====== ID#AAABVuFye_w Muditha Aruppola (2024-09-24 06:15:23) Supplier- Kandurata Timber Depot Location- No 1303 Biyagama Road Kelaniya TP- 0112 908 452
Note on W86: ====== ID#AAABXKEqTcg Muditha Aruppola (2024-09-24 06:15:23) Supplier- Kandurata Timber Depot Location- No 1303 Biyagama Road Kelaniya TP- 0112 908 452
Note on T87: ====== ID#AAABU0VI0LM tc={44AF6914-9E6A-423A-93DA-191140F7CA7F} (2024-08-29 06:55:09) [Threaded comment] Your version of Excel allows you to read this threaded comment; however, any edits to it will get removed if the file is opened in a newer version of Excel. Learn more: https://go.microsoft.com/fwlink/?linkid=870924 Comment: Seller- Krishantha Saw Mills TP- 071 417 1856 Location- No 477 , Galle Road, Rawathawatha, Moratuwa 10400
Note on U87: ====== ID#AAABU0VI1DQ tc={6E20CAA4-E295-47C0-B967-E8EA7195BAF4} (2024-08-29 06:55:09) [Threaded comment] Your version of Excel allows you to read this threaded comment; however, any edits to it will get removed if the file is opened in a newer version of Excel. Learn more: https://go.microsoft.com/fwlink/?linkid=870924 Comment: Supplier- Kandurata Timber Depot Location- No 1303 Biyagama Road Kelaniya TP- 0112 908 452
Note on V87: ====== ID#AAABVuFye_0 Muditha Aruppola (2024-09-24 06:15:26) Supplier- Kandurata Timber Depot Location- No 1303 Biyagama Road Kelaniya TP- 0112 908 452
Note on W87: ====== ID#AAABXKFOK-s Muditha Aruppola (2024-09-24 06:15:26) Supplier- Kandurata Timber Depot Location- No 1303 Biyagama Road Kelaniya TP- 0112 908 452
Note on T88: ====== ID#AAABU0VI1B8 tc={8FCE08D5-595E-4F3E-8586-0ED14C336305} (2024-08-29 06:55:09) [Threaded comment] Your version of Excel allows you to read this threaded comment; however, any edits to it will get removed if the file is opened in a newer version of Excel. Learn more: https://go.microsoft.com/fwlink/?linkid=870924 Comment: Seller- Krishantha Saw Mills TP- 071 417 1856 Location- No 477 , Galle Road, Rawathawatha, Moratuwa 10400
Note on U88: ====== ID#AAABU0VI09E tc={77D9C671-3CCA-4640-A119-BE2506B5DD2F} (2024-08-29 06:55:09) [Threaded comment] Your version of Excel allows you to read this threaded comment; however, any edits to it will get removed if the file is opened in a newer version of Excel. Learn more: https://go.microsoft.com/fwlink/?linkid=870924 Comment: Supplier- Kandurata Timber Depot Location- No 1303 Biyagama Road Kelaniya TP- 0112 908 452
Note on V88: ====== ID#AAABVuFye_4 Muditha Aruppola (2024-09-24 06:15:29) Supplier- Kandurata Timber Depot Location- No 1303 Biyagama Road Kelaniya TP- 0112 908 452
Note on W88: ====== ID#AAABXKFOLBY Muditha Aruppola (2024-09-24 06:15:29) Supplier- Kandurata Timber Depot Location- No 1303 Biyagama Road Kelaniya TP- 0112 908 452
Note on S91: ====== ID#AAABUz9wr8I tc={A44F3C3D-301F-4F11-8E5F-CF3308D437C9} (2024-08-29 06:55:09) [Threaded comment] Your version of Excel allows you to read this threaded comment; however, any edits to it will get removed if the file is opened in a newer version of Excel. Learn more: https://go.microsoft.com/fwlink/?linkid=870924 Comment: Source- MR Kundana
Note on T91: ====== ID#AAABU0VI0L0 tc={8252E45A-4638-47AE-AD63-5DEB084D591D} (2024-08-29 06:55:09) [Threaded comment] Your version of Excel allows you to read this threaded comment; however, any edits to it will get removed if the file is opened in a newer version of Excel. Learn more: https://go.microsoft.com/fwlink/?linkid=870924 Comment: Source- MR Kundana
Note on U91: ====== ID#AAABU0VI0_s (2024-08-29 06:55:09) seller- Lanwa steel -Muditha Aruppola
Note on V91: ====== ID#AAABVuFyfAw Muditha Aruppola (2024-09-24 06:26:19) Seller - Lanwa Mr Suranga has confirmed that rated has not changed TP- 071 8734832
Note on W91: ====== ID#AAABXKFOK-Y Muditha Aruppola (2024-09-24 06:26:19) Seller - Lanwa Mr Suranga has confirmed that rated has not changed TP- 071 8734832
Note on Y91: ====== ID#AAABag-w3bA Muditha Aruppola (2024-12-19 05:40:58) Seller - Lanwa Mr Suranga has confirmed that rated has not changed TP- 071 8734832
Note on S92: ====== ID#AAABU0VI08c tc={3841DF69-1E23-4978-9E4A-D5195ED1B1D7} (2024-08-29 06:55:09) [Threaded comment] Your version of Excel allows you to read this threaded comment; however, any edits to it will get removed if the file is opened in a newer version of Excel. Learn more: https://go.microsoft.com/fwlink/?linkid=870924 Comment: Source- MR Kundana
Note on T92: ====== ID#AAABU0VI0I0 tc={441B700B-A8C2-430A-8B7A-2D525ABB6DFB} (2024-08-29 06:55:09) [Threaded comment] Your version of Excel allows you to read this threaded comment; however, any edits to it will get removed if the file is opened in a newer version of Excel. Learn more: https://go.microsoft.com/fwlink/?linkid=870924 Comment: Source- MR Kundana
Note on U92: ====== ID#AAABU0VI06w (2024-08-29 06:55:09) seller- Lanwa steel -Muditha Aruppola
Note on S93: ====== ID#AAABUz9wr6E tc={AB02FD48-6DE0-43DE-B939-598F61CE7F61} (2024-08-29 06:55:09) [Threaded comment] Your version of Excel allows you to read this threaded comment; however, any edits to it will get removed if the file is opened in a newer version of Excel. Learn more: https://go.microsoft.com/fwlink/?linkid=870924 Comment: Source- MR Kundana
Note on T93: ====== ID#AAABU0VI1CA tc={19FAABB5-4762-4C63-B1D9-0901880881A6} (2024-08-29 06:55:09) [Threaded comment] Your version of Excel allows you to read this threaded comment; however, any edits to it will get removed if the file is opened in a newer version of Excel. Learn more: https://go.microsoft.com/fwlink/?linkid=870924 Comment: Source- MR Kundana
Note on U93: ====== ID#AAABUz9wr6s (2024-08-29 06:55:09) seller- Lanwa steel -Muditha Aruppola
Note on S94: ====== ID#AAABUz9wr-Y tc={B552AF4F-23A1-4158-8178-4069208F6B67} (2024-08-29 06:55:09) [Threaded comment] Your version of Excel allows you to read this threaded comment; however, any edits to it will get removed if the file is opened in a newer version of Excel. Learn more: https://go.microsoft.com/fwlink/?linkid=870924 Comment: Source- MR Kundana
Note on T94: ====== ID#AAABU0VI0J0 tc={3CE83430-BBE1-48CA-B99B-43F0B77F1B23} (2024-08-29 06:55:09) [Threaded comment] Your version of Excel allows you to read this threaded comment; however, any edits to it will get removed if the file is opened in a newer version of Excel. Learn more: https://go.microsoft.com/fwlink/?linkid=870924 Comment: Source- MR Kundana
Note on U94: ====== ID#AAABU0VI1C0 (2024-08-29 06:55:09) seller- Lanwa steel -Muditha Aruppola
Note on S95: ====== ID#AAABU0VI1DU tc={703A2B4D-8F8F-4E44-BAE8-58D49188B99A} (2024-08-29 06:55:09) [Threaded comment] Your version of Excel allows you to read this threaded comment; however, any edits to it will get removed if the file is opened in a newer version of Excel. Learn more: https://go.microsoft.com/fwlink/?linkid=870924 Comment: Source- MR Kundana
Note on T95: ====== ID#AAABU0VI0Ic tc={672D5319-2949-4B87-8E3D-A0D1A21BDA3B} (2024-08-29 06:55:09) [Threaded comment] Your version of Excel allows you to read this threaded comment; however, any edits to it will get removed if the file is opened in a newer version of Excel. Learn more: https://go.microsoft.com/fwlink/?linkid=870924 Comment: Source- MR Kundana
Note on U95: ====== ID#AAABU0VI0ME (2024-08-29 06:55:09) seller- Lanwa steel -Muditha Aruppola
Note on S96: ====== ID#AAABU0VI0-s tc={D5A05FA9-3D51-4D44-8F50-190E0D1658F9} (2024-08-29 06:55:09) [Threaded comment] Your version of Excel allows you to read this threaded comment; however, any edits to it will get removed if the file is opened in a newer version of Excel. Learn more: https://go.microsoft.com/fwlink/?linkid=870924 Comment: Source- MR Kundana
Note on T96: ====== ID#AAABU0VI1EY tc={3B50F8E8-421B-4F26-AA36-E20BBC25FF6B} (2024-08-29 06:55:09) [Threaded comment] Your version of Excel allows you to read this threaded comment; however, any edits to it will get removed if the file is opened in a newer version of Excel. Learn more: https://go.microsoft.com/fwlink/?linkid=870924 Comment: Source- MR Kundana
Note on U96: ====== ID#AAABUz9wr4A (2024-08-29 06:55:08) seller- Lanwa steel -Muditha Aruppola
Note on S98: ====== ID#AAABU0VI0M0 tc={1120A333-C188-4387-BE19-646BA78604E9} (2024-08-29 06:55:09) [Threaded comment] Your version of Excel allows you to read this threaded comment; however, any edits to it will get removed if the file is opened in a newer version of Excel. Learn more: https://go.microsoft.com/fwlink/?linkid=870924 Comment: Seller- M R TRADE CENTER TP- 077 795 8336 Location- 157/2/3Mahavidyalaya Mawatha Colombo 13, 00130
Note on T98: ====== ID#AAABU0VI1F4 tc={463E1ACE-4045-42EA-9D59-369DA4047314} (2024-08-29 06:55:09) [Threaded comment] Your version of Excel allows you to read this threaded comment; however, any edits to it will get removed if the file is opened in a newer version of Excel. Learn more: https://go.microsoft.com/fwlink/?linkid=870924 Comment: Seller- M R TRADE CENTER TP- 077 795 8336 Location- 157/2/3Mahavidyalaya Mawatha Colombo 13, 00130
Note on U98: ====== ID#AAABU0VI0JM (2024-08-29 06:55:09) Seller- Janatha steel -Muditha Aruppola
Note on V98: ====== ID#AAABVuFyfAA Muditha Aruppola (2024-09-24 06:17:12) Seller- Janatha Steel Rates has not changed Confirmed by Mr niresh Janatha Steel TP- 070 4722125
Note on W98: ====== ID#AAABXKFOLB8 tc={45F50D7A-F112-431B-884F-CBB29AA617AA} (2024-10-28 04:54:45) [Threaded comment] Your version of Excel allows you to read this threaded comment; however, any edits to it will get removed if the file is opened in a newer version of Excel. Learn more: https://go.microsoft.com/fwlink/?linkid=870924 Comment: Seller- Ganga Steel Location- 20D Quarry Rd, Colombo 01200 TP-0112 542 900
Note on S99: ====== ID#AAABU0VI05o tc={52D34864-4F35-40D2-8F97-92D3575BBDDB} (2024-08-29 06:55:09) [Threaded comment] Your version of Excel allows you to read this threaded comment; however, any edits to it will get removed if the file is opened in a newer version of Excel. Learn more: https://go.microsoft.com/fwlink/?linkid=870924 Comment: Seller- M R TRADE CENTER TP- 077 795 8336 Location- 157/2/3Mahavidyalaya Mawatha Colombo 13, 00130
Note on T99: ====== ID#AAABUz9wsAQ tc={5018013E-BF91-4EDD-BC01-598AB80884C4} (2024-08-29 06:55:09) [Threaded comment] Your version of Excel allows you to read this threaded comment; however, any edits to it will get removed if the file is opened in a newer version of Excel. Learn more: https://go.microsoft.com/fwlink/?linkid=870924 Comment: Seller- M R TRADE CENTER TP- 077 795 8336 Location- 157/2/3Mahavidyalaya Mawatha Colombo 13, 00130
Note on U99: ====== ID#AAABU0VI0Js (2024-08-29 06:55:09) Seller- Janatha steel -Muditha Aruppola
Note on V99: ====== ID#AAABVuFyfAE Muditha Aruppola (2024-09-24 06:17:16) Seller- Janatha Steel Rates has not changed Confirmed by Mr niresh Janatha Steel TP- 070 4722125
Note on W99: ====== ID#AAABXKFOK9Q tc={F8F4AC85-939E-49E3-A5BD-4FC68321BA27} (2024-10-28 04:54:45) [Threaded comment] Your version of Excel allows you to read this threaded comment; however, any edits to it will get removed if the file is opened in a newer version of Excel. Learn more: https://go.microsoft.com/fwlink/?linkid=870924 Comment: Seller- Ganga Steel Location- 20D Quarry Rd, Colombo 01200 TP-0112 542 900
Note on S100: ====== ID#AAABUz9wr8E tc={4EE0717A-B2E3-4F13-AD9F-94D418299FBC} (2024-08-29 06:55:09) [Threaded comment] Your version of Excel allows you to read this threaded comment; however, any edits to it will get removed if the file is opened in a newer version of Excel. Learn more: https://go.microsoft.com/fwlink/?linkid=870924 Comment: Seller- M R TRADE CENTER TP- 077 795 8336 Location- 157/2/3Mahavidyalaya Mawatha Colombo 13, 00130
Note on T100: ====== ID#AAABU0VI0Lo tc={3EEA1A23-FE79-4BC6-8E23-741201BDC15E} (2024-08-29 06:55:09) [Threaded comment] Your version of Excel allows you to read this threaded comment; however, any edits to it will get removed if the file is opened in a newer version of Excel. Learn more: https://go.microsoft.com/fwlink/?linkid=870924 Comment: Seller- M R TRADE CENTER TP- 077 795 8336 Location- 157/2/3Mahavidyalaya Mawatha Colombo 13, 00130
Note on V100: ====== ID#AAABVuFyfAI Muditha Aruppola (2024-09-24 06:17:19) Seller- Janatha Steel Rates has not changed Confirmed by Mr niresh Janatha Steel TP- 070 4722125
Note on W100: ====== ID#AAABXKFOK-I tc={FE7F0D6C-C4B3-462F-855E-4F6D9ACA6BFF} (2024-10-28 04:54:45) [Threaded comment] Your version of Excel allows you to read this threaded comment; however, any edits to it will get removed if the file is opened in a newer version of Excel. Learn more: https://go.microsoft.com/fwlink/?linkid=870924 Comment: Seller- Ganga Steel Location- 20D Quarry Rd, Colombo 01200 TP-0112 542 900
Note on S101: ====== ID#AAABU0VI1DM tc={8FF76660-6CFF-40C2-B9DE-F99F499BC0C0} (2024-08-29 06:55:09) [Threaded comment] Your version of Excel allows you to read this threaded comment; however, any edits to it will get removed if the file is opened in a newer version of Excel. Learn more: https://go.microsoft.com/fwlink/?linkid=870924 Comment: Seller- M R TRADE CENTER TP- 077 795 8336 Location- 157/2/3Mahavidyalaya Mawatha Colombo 13, 00130
Note on T101: ====== ID#AAABUz9wsAY tc={659B819A-EB2D-4AB4-A902-0EF96E45245C} (2024-08-29 06:55:09) [Threaded comment] Your version of Excel allows you to read this threaded comment; however, any edits to it will get removed if the file is opened in a newer version of Excel. Learn more: https://go.microsoft.com/fwlink/?linkid=870924 Comment: Seller- M R TRADE CENTER TP- 077 795 8336 Location- 157/2/3Mahavidyalaya Mawatha Colombo 13, 00130
Note on V101: ====== ID#AAABVuFyfAM Muditha Aruppola (2024-09-24 06:17:21) Seller- Janatha Steel Rates has not changed Confirmed by Mr niresh Janatha Steel TP- 070 4722125
Note on W101: ====== ID#AAABXKEqTdQ tc={27200941-44A4-4D1D-9BC9-18AE5A7AC35E} (2024-10-28 04:54:44) [Threaded comment] Your version of Excel allows you to read this threaded comment; however, any edits to it will get removed if the file is opened in a newer version of Excel. Learn more: https://go.microsoft.com/fwlink/?linkid=870924 Comment: Seller- Ganga Steel Location- 20D Quarry Rd, Colombo 01200 TP-0112 542 900
Note on S102: ====== ID#AAABU0VI090 tc={76B8A35F-BBA7-47CB-8C4B-6C025101FC48} (2024-08-29 06:55:09) [Threaded comment] Your version of Excel allows you to read this threaded comment; however, any edits to it will get removed if the file is opened in a newer version of Excel. Learn more: https://go.microsoft.com/fwlink/?linkid=870924 Comment: Seller- M R TRADE CENTER TP- 077 795 8336 Location- 157/2/3Mahavidyalaya Mawatha Colombo 13, 00130
Note on T102: ====== ID#AAABU0VI1AA tc={1D1F0569-3C17-4F21-B595-3E0AF67B9082} (2024-08-29 06:55:09) [Threaded comment] Your version of Excel allows you to read this threaded comment; however, any edits to it will get removed if the file is opened in a newer version of Excel. Learn more: https://go.microsoft.com/fwlink/?linkid=870924 Comment: Seller- M R TRADE CENTER TP- 077 795 8336 Location- 157/2/3Mahavidyalaya Mawatha Colombo 13, 00130
Note on V102: ====== ID#AAABVuFyfAQ Muditha Aruppola (2024-09-24 06:17:24) Seller- Janatha Steel Rates has not changed Confirmed by Mr niresh Janatha Steel TP- 070 4722125
Note on W102: ====== ID#AAABXKBgNwY tc={3CF88E3B-21E2-41AA-91BA-7A28D6539D75} (2024-10-28 04:54:44) [Threaded comment] Your version of Excel allows you to read this threaded comment; however, any edits to it will get removed if the file is opened in a newer version of Excel. Learn more: https://go.microsoft.com/fwlink/?linkid=870924 Comment: Seller- Ganga Steel Location- 20D Quarry Rd, Colombo 01200 TP-0112 542 900
Note on S103: ====== ID#AAABU0VI1D8 tc={0AF78FAB-FBD4-4033-A438-FD06D1FA4B0D} (2024-08-29 06:55:09) [Threaded comment] Your version of Excel allows you to read this threaded comment; however, any edits to it will get removed if the file is opened in a newer version of Excel. Learn more: https://go.microsoft.com/fwlink/?linkid=870924 Comment: Seller- M R TRADE CENTER TP- 077 795 8336 Location- 157/2/3Mahavidyalaya Mawatha Colombo 13, 00130
Note on T103: ====== ID#AAABU0VI1Gw tc={D1BA8C94-90D7-49A3-ABE6-6699118E708C} (2024-08-29 06:55:10) [Threaded comment] Your version of Excel allows you to read this threaded comment; however, any edits to it will get removed if the file is opened in a newer version of Excel. Learn more: https://go.microsoft.com/fwlink/?linkid=870924 Comment: Seller- M R TRADE CENTER TP- 077 795 8336 Location- 157/2/3Mahavidyalaya Mawatha Colombo 13, 00130
Note on U103: ====== ID#AAABU0VI0Mc (2024-08-29 06:55:09) Seller- Janatha steel -Muditha Aruppola
Note on V103: ====== ID#AAABVuFyfAU Muditha Aruppola (2024-09-24 06:17:27) Seller- Janatha Steel Rates has not changed Confirmed by Mr niresh Janatha Steel TP- 070 4722125
Note on W103: ====== ID#AAABXKFOK9U tc={9D636159-78F5-46B1-904B-DE4B2FD16380} (2024-10-28 04:54:45) [Threaded comment] Your version of Excel allows you to read this threaded comment; however, any edits to it will get removed if the file is opened in a newer version of Excel. Learn more: https://go.microsoft.com/fwlink/?linkid=870924 Comment: Seller- Ganga Steel Location- 20D Quarry Rd, Colombo 01200 TP-0112 542 900
Note on S104: ====== ID#AAABUz9wr-w tc={5B9EB9AA-6D4D-40F5-9647-C1B508E96F38} (2024-08-29 06:55:09) [Threaded comment] Your version of Excel allows you to read this threaded comment; however, any edits to it will get removed if the file is opened in a newer version of Excel. Learn more: https://go.microsoft.com/fwlink/?linkid=870924 Comment: Seller- M R TRADE CENTER TP- 077 795 8336 Location- 157/2/3Mahavidyalaya Mawatha Colombo 13, 00130
Note on T104: ====== ID#AAABU0VI06s tc={1E4FE48D-75B2-41CA-BEAD-9C42AB74DD6D} (2024-08-29 06:55:09) [Threaded comment] Your version of Excel allows you to read this threaded comment; however, any edits to it will get removed if the file is opened in a newer version of Excel. Learn more: https://go.microsoft.com/fwlink/?linkid=870924 Comment: Seller- M R TRADE CENTER TP- 077 795 8336 Location- 157/2/3Mahavidyalaya Mawatha Colombo 13, 00130
Note on U104: ====== ID#AAABU0VI0K0 (2024-08-29 06:55:09) Seller- Janatha steel -Muditha Aruppola
Note on V104: ====== ID#AAABVuFyfAY Muditha Aruppola (2024-09-24 06:17:30) Seller- Janatha Steel Rates has not changed Confirmed by Mr niresh Janatha Steel TP- 070 4722125
Note on W104: ====== ID#AAABXKFOK-o tc={2580CEDB-1E9B-494E-A7B0-FE7C207FD095} (2024-10-28 04:54:45) [Threaded comment] Your version of Excel allows you to read this threaded comment; however, any edits to it will get removed if the file is opened in a newer version of Excel. Learn more: https://go.microsoft.com/fwlink/?linkid=870924 Comment: Seller- Ganga Steel Location- 20D Quarry Rd, Colombo 01200 TP-0112 542 900
Note on S105: ====== ID#AAABU0VI07s tc={25A5657B-1F5E-41CF-9BC2-1A46B666A332} (2024-08-29 06:55:09) [Threaded comment] Your version of Excel allows you to read this threaded comment; however, any edits to it will get removed if the file is opened in a newer version of Excel. Learn more: https://go.microsoft.com/fwlink/?linkid=870924 Comment: Seller- M R TRADE CENTER TP- 077 795 8336 Location- 157/2/3Mahavidyalaya Mawatha Colombo 13, 00130
Note on T105: ====== ID#AAABU0VI08Q tc={1F7F6BF6-3711-430E-9ABA-2D9D7E212625} (2024-08-29 06:55:09) [Threaded comment] Your version of Excel allows you to read this threaded comment; however, any edits to it will get removed if the file is opened in a newer version of Excel. Learn more: https://go.microsoft.com/fwlink/?linkid=870924 Comment: Seller- M R TRADE CENTER TP- 077 795 8336 Location- 157/2/3Mahavidyalaya Mawatha Colombo 13, 00130
Note on U105: ====== ID#AAABU0VI0_U (2024-08-29 06:55:09) Seller- Janatha steel -Muditha Aruppola
Note on V105: ====== ID#AAABVuFyfAc Muditha Aruppola (2024-09-24 06:17:32) Seller- Janatha Steel Rates has not changed Confirmed by Mr niresh Janatha Steel TP- 070 4722125
Note on W105: ====== ID#AAABXKEqTck tc={8BE3EBEA-813F-480C-BDF7-503E5F437649} (2024-10-28 04:54:44) [Threaded comment] Your version of Excel allows you to read this threaded comment; however, any edits to it will get removed if the file is opened in a newer version of Excel. Learn more: https://go.microsoft.com/fwlink/?linkid=870924 Comment: Seller- Ganga Steel Location- 20D Quarry Rd, Colombo 01200 TP-0112 542 900
Note on S106: ====== ID#AAABU0VI0Ik tc={4D90F79D-9637-4F88-892C-8D17112974BD} (2024-08-29 06:55:09) [Threaded comment] Your version of Excel allows you to read this threaded comment; however, any edits to it will get removed if the file is opened in a newer version of Excel. Learn more: https://go.microsoft.com/fwlink/?linkid=870924 Comment: Seller- M R TRADE CENTER TP- 077 795 8336 Location- 157/2/3Mahavidyalaya Mawatha Colombo 13, 00130
Note on T106: ====== ID#AAABU0VI1GY tc={C7FEC444-EFD7-42FD-9374-6B2B5CA484E8} (2024-08-29 06:55:09) [Threaded comment] Your version of Excel allows you to read this threaded comment; however, any edits to it will get removed if the file is opened in a newer version of Excel. Learn more: https://go.microsoft.com/fwlink/?linkid=870924 Comment: Seller- M R TRADE CENTER TP- 077 795 8336 Location- 157/2/3Mahavidyalaya Mawatha Colombo 13, 00130
Note on S107: ====== ID#AAABU0VI0KA tc={D0148A55-7D49-4E13-8BD9-550E07C8E90C} (2024-08-29 06:55:09) [Threaded comment] Your version of Excel allows you to read this threaded comment; however, any edits to it will get removed if the file is opened in a newer version of Excel. Learn more: https://go.microsoft.com/fwlink/?linkid=870924 Comment: Seller- M R TRADE CENTER TP- 077 795 8336 Location- 157/2/3Mahavidyalaya Mawatha Colombo 13, 00130
Note on T107: ====== ID#AAABUz9wr6o tc={0626B0C0-994A-494A-AB92-798AE65544D9} (2024-08-29 06:55:09) [Threaded comment] Your version of Excel allows you to read this threaded comment; however, any edits to it will get removed if the file is opened in a newer version of Excel. Learn more: https://go.microsoft.com/fwlink/?linkid=870924 Comment: Seller- M R TRADE CENTER TP- 077 795 8336 Location- 157/2/3Mahavidyalaya Mawatha Colombo 13, 00130
Note on U107: ====== ID#AAABUz9wr5c (2024-08-29 06:55:09) Seller- Janatha steel -Muditha Aruppola
Note on V107: ====== ID#AAABVuFyfAg Muditha Aruppola (2024-09-24 06:17:36) Seller- Janatha Steel Rates has not changed Confirmed by Mr niresh Janatha Steel TP- 070 4722125
Note on W107: ====== ID#AAABXKFOK_k tc={D95ED20B-791F-4CBF-930F-8E709E80D9EC} (2024-10-28 04:54:45) [Threaded comment] Your version of Excel allows you to read this threaded comment; however, any edits to it will get removed if the file is opened in a newer version of Excel. Learn more: https://go.microsoft.com/fwlink/?linkid=870924 Comment: Seller- Ganga Steel Location- 20D Quarry Rd, Colombo 01200 TP-0112 542 900
Note on S108: ====== ID#AAABUz9wr7c tc={4634898A-5C47-406C-A822-0BF2546FC4B2} (2024-08-29 06:55:09) [Threaded comment] Your version of Excel allows you to read this threaded comment; however, any edits to it will get removed if the file is opened in a newer version of Excel. Learn more: https://go.microsoft.com/fwlink/?linkid=870924 Comment: Seller- M R TRADE CENTER TP- 077 795 8336 Location- 157/2/3Mahavidyalaya Mawatha Colombo 13, 00130
Note on T108: ====== ID#AAABU0VI1Cc tc={2DE3FBD0-068D-474C-98F2-1B9BF444D5AB} (2024-08-29 06:55:09) [Threaded comment] Your version of Excel allows you to read this threaded comment; however, any edits to it will get removed if the file is opened in a newer version of Excel. Learn more: https://go.microsoft.com/fwlink/?linkid=870924 Comment: Seller- M R TRADE CENTER TP- 077 795 8336 Location- 157/2/3Mahavidyalaya Mawatha Colombo 13, 00130
Note on U108: ====== ID#AAABU0VI1Dk (2024-08-29 06:55:09) Seller- Janatha steel -Muditha Aruppola
Note on V108: ====== ID#AAABVuFyfAk Muditha Aruppola (2024-09-24 06:17:38) Seller- Janatha Steel Rates has not changed Confirmed by Mr niresh Janatha Steel TP- 070 4722125
Note on W108: ====== ID#AAABXKEqTc8 tc={724853B6-1A0E-4F6B-974F-5E4BECFBE148} (2024-10-28 04:54:44) [Threaded comment] Your version of Excel allows you to read this threaded comment; however, any edits to it will get removed if the file is opened in a newer version of Excel. Learn more: https://go.microsoft.com/fwlink/?linkid=870924 Comment: Seller- Ganga Steel Location- 20D Quarry Rd, Colombo 01200 TP-0112 542 900
Note on S109: ====== ID#AAABU0VI0JI tc={996D5885-486E-4E9D-8E08-B1786A57E6F8} (2024-08-29 06:55:09) [Threaded comment] Your version of Excel allows you to read this threaded comment; however, any edits to it will get removed if the file is opened in a newer version of Excel. Learn more: https://go.microsoft.com/fwlink/?linkid=870924 Comment: Seller- M R TRADE CENTER TP- 077 795 8336 Location- 157/2/3Mahavidyalaya Mawatha Colombo 13, 00130
Note on T109: ====== ID#AAABU0VI05U tc={FF0E8B5F-8BA2-4C3D-88E6-AD76AF7B15F6} (2024-08-29 06:55:09) [Threaded comment] Your version of Excel allows you to read this threaded comment; however, any edits to it will get removed if the file is opened in a newer version of Excel. Learn more: https://go.microsoft.com/fwlink/?linkid=870924 Comment: Seller- M R TRADE CENTER TP- 077 795 8336 Location- 157/2/3Mahavidyalaya Mawatha Colombo 13, 00130
Note on U109: ====== ID#AAABUz9wr54 (2024-08-29 06:55:09) Seller- Janatha steel -Muditha Aruppola
Note on V109: ====== ID#AAABVuFyfAo Muditha Aruppola (2024-09-24 06:17:41) Seller- Janatha Steel Rates has not changed Confirmed by Mr niresh Janatha Steel TP- 070 4722125
Note on W109: ====== ID#AAABXKFOLB4 tc={0639A1E3-9483-4926-9E52-5F61B0EB687A} (2024-10-28 04:54:45) [Threaded comment] Your version of Excel allows you to read this threaded comment; however, any edits to it will get removed if the file is opened in a newer version of Excel. Learn more: https://go.microsoft.com/fwlink/?linkid=870924 Comment: Seller- Ganga Steel Location- 20D Quarry Rd, Colombo 01200 TP-0112 542 900
Note on S110: ====== ID#AAABUz9wr5k tc={A513B55B-C7E1-4694-BFE6-A997A7CC7677} (2024-08-29 06:55:09) [Threaded comment] Your version of Excel allows you to read this threaded comment; however, any edits to it will get removed if the file is opened in a newer version of Excel. Learn more: https://go.microsoft.com/fwlink/?linkid=870924 Comment: Seller- M R TRADE CENTER TP- 077 795 8336 Location- 157/2/3Mahavidyalaya Mawatha Colombo 13, 00130
Note on T110: ====== ID#AAABUz9wr8Y tc={29655E19-477D-4B3B-AF0C-4ADF07F6E392} (2024-08-29 06:55:09) [Threaded comment] Your version of Excel allows you to read this threaded comment; however, any edits to it will get removed if the file is opened in a newer version of Excel. Learn more: https://go.microsoft.com/fwlink/?linkid=870924 Comment: Seller- M R TRADE CENTER TP- 077 795 8336 Location- 157/2/3Mahavidyalaya Mawatha Colombo 13, 00130
Note on U110: ====== ID#AAABU0VI1Ag (2024-08-29 06:55:09) Seller- Janatha steel -Muditha Aruppola
Note on V110: ====== ID#AAABVuFyfAs Muditha Aruppola (2024-09-24 06:17:44) Seller- Janatha Steel Rates has not changed Confirmed by Mr niresh Janatha Steel TP- 070 4722125
Note on W110: ====== ID#AAABXKFOK90 tc={C3E89426-37D7-4D63-A13F-1672BD005255} (2024-10-28 04:54:45) [Threaded comment] Your version of Excel allows you to read this threaded comment; however, any edits to it will get removed if the file is opened in a newer version of Excel. Learn more: https://go.microsoft.com/fwlink/?linkid=870924 Comment: Seller- Ganga Steel Location- 20D Quarry Rd, Colombo 01200 TP-0112 542 900
Note on S112: ====== ID#AAABU0VI1Do tc={1799F0E8-BD47-4677-9427-D1290B4920BF} (2024-08-29 06:55:09) [Threaded comment] Your version of Excel allows you to read this threaded comment; however, any edits to it will get removed if the file is opened in a newer version of Excel. Learn more: https://go.microsoft.com/fwlink/?linkid=870924 Comment: Seller- M R TRADE CENTER TP- 077 795 8336 Location- 157/2/3Mahavidyalaya Mawatha Colombo 13, 00130
Note on T112: ====== ID#AAABU0VI1C4 tc={CEC37E87-A60C-4033-AAB9-B7CC7EA00C69} (2024-08-29 06:55:09) [Threaded comment] Your version of Excel allows you to read this threaded comment; however, any edits to it will get removed if the file is opened in a newer version of Excel. Learn more: https://go.microsoft.com/fwlink/?linkid=870924 Comment: Seller- M R TRADE CENTER TP- 077 795 8336 Location- 157/2/3Mahavidyalaya Mawatha Colombo 13, 00130
Note on U112: ====== ID#AAABUz9wr7w (2024-08-29 06:55:09) Seller- Janatha steel -Muditha Aruppola
Note on S113: ====== ID#AAABUz9wr_Q tc={83C1A627-634E-4632-8D2E-C0080285DA13} (2024-08-29 06:55:09) [Threaded comment] Your version of Excel allows you to read this threaded comment; however, any edits to it will get removed if the file is opened in a newer version of Excel. Learn more: https://go.microsoft.com/fwlink/?linkid=870924 Comment: Seller- M R TRADE CENTER TP- 077 795 8336 Location- 157/2/3Mahavidyalaya Mawatha Colombo 13, 00130
Note on T113: ====== ID#AAABU0VI06g tc={E8979E34-3094-4616-AE07-D89A5661C016} (2024-08-29 06:55:09) [Threaded comment] Your version of Excel allows you to read this threaded comment; however, any edits to it will get removed if the file is opened in a newer version of Excel. Learn more: https://go.microsoft.com/fwlink/?linkid=870924 Comment: Seller- M R TRADE CENTER TP- 077 795 8336 Location- 157/2/3Mahavidyalaya Mawatha Colombo 13, 00130
Note on U113: ====== ID#AAABU0VI0Ms (2024-08-29 06:55:09) Seller- Janatha steel -Muditha Aruppola
Note on S114: ====== ID#AAABU0VI0_k tc={5B2D56D1-9E43-4AAF-98FD-957F32F13A27} (2024-08-29 06:55:09) [Threaded comment] Your version of Excel allows you to read this threaded comment; however, any edits to it will get removed if the file is opened in a newer version of Excel. Learn more: https://go.microsoft.com/fwlink/?linkid=870924 Comment: Seller- M R TRADE CENTER TP- 077 795 8336 Location- 157/2/3Mahavidyalaya Mawatha Colombo 13, 00130
Note on T114: ====== ID#AAABU0VI07w tc={E6AD14EA-B839-4CC9-9D55-B6A0AA4B606F} (2024-08-29 06:55:09) [Threaded comment] Your version of Excel allows you to read this threaded comment; however, any edits to it will get removed if the file is opened in a newer version of Excel. Learn more: https://go.microsoft.com/fwlink/?linkid=870924 Comment: Seller- M R TRADE CENTER TP- 077 795 8336 Location- 157/2/3Mahavidyalaya Mawatha Colombo 13, 00130
Note on U114: ====== ID#AAABU0VI0L4 (2024-08-29 06:55:09) Seller- Janatha steel -Muditha Aruppola
Note on S115: ====== ID#AAABUz9wr9M tc={44EAC136-B18E-4D72-827F-453C799509F6} (2024-08-29 06:55:09) [Threaded comment] Your version of Excel allows you to read this threaded comment; however, any edits to it will get removed if the file is opened in a newer version of Excel. Learn more: https://go.microsoft.com/fwlink/?linkid=870924 Comment: Seller- M R TRADE CENTER TP- 077 795 8336 Location- 157/2/3Mahavidyalaya Mawatha Colombo 13, 00130
Note on T115: ====== ID#AAABU0VI0M4 tc={4D51F90F-B1DE-46CD-83C5-6501CEA63375} (2024-08-29 06:55:09) [Threaded comment] Your version of Excel allows you to read this threaded comment; however, any edits to it will get removed if the file is opened in a newer version of Excel. Learn more: https://go.microsoft.com/fwlink/?linkid=870924 Comment: Seller- M R TRADE CENTER TP- 077 795 8336 Location- 157/2/3Mahavidyalaya Mawatha Colombo 13, 00130
Note on U115: ====== ID#AAABU0VI1Dc (2024-08-29 06:55:09) Seller- Janatha steel -Muditha Aruppola
Note on S116: ====== ID#AAABU0VI0LE tc={A30355AA-5174-46FC-A2A5-DBED6D0C6284} (2024-08-29 06:55:09) [Threaded comment] Your version of Excel allows you to read this threaded comment; however, any edits to it will get removed if the file is opened in a newer version of Excel. Learn more: https://go.microsoft.com/fwlink/?linkid=870924 Comment: Seller- M R TRADE CENTER TP- 077 795 8336 Location- 157/2/3Mahavidyalaya Mawatha Colombo 13, 00130
Note on T116: ====== ID#AAABU0VI09o tc={807B8D9C-09FA-4135-83FC-913652BF553D} (2024-08-29 06:55:09) [Threaded comment] Your version of Excel allows you to read this threaded comment; however, any edits to it will get removed if the file is opened in a newer version of Excel. Learn more: https://go.microsoft.com/fwlink/?linkid=870924 Comment: Seller- M R TRADE CENTER TP- 077 795 8336 Location- 157/2/3Mahavidyalaya Mawatha Colombo 13, 00130
Note on U116: ====== ID#AAABU0VI0JY (2024-08-29 06:55:09) Seller- Janatha steel -Muditha Aruppola
Note on S117: ====== ID#AAABU0VI1BE tc={1222FA6C-C22B-446E-9F9E-EB94DE6031CB} (2024-08-29 06:55:09) [Threaded comment] Your version of Excel allows you to read this threaded comment; however, any edits to it will get removed if the file is opened in a newer version of Excel. Learn more: https://go.microsoft.com/fwlink/?linkid=870924 Comment: Seller- M R TRADE CENTER TP- 077 795 8336 Location- 157/2/3Mahavidyalaya Mawatha Colombo 13, 00130
Note on T117: ====== ID#AAABUz9wsBE tc={DDADAFE5-8FE2-4BDD-B686-EAE5DB3C7868} (2024-08-29 06:55:09) [Threaded comment] Your version of Excel allows you to read this threaded comment; however, any edits to it will get removed if the file is opened in a newer version of Excel. Learn more: https://go.microsoft.com/fwlink/?linkid=870924 Comment: Seller- M R TRADE CENTER TP- 077 795 8336 Location- 157/2/3Mahavidyalaya Mawatha Colombo 13, 00130
Note on U117: ====== ID#AAABU0VI0-g (2024-08-29 06:55:09) Seller- Janatha steel -Muditha Aruppola
Note on S118: ====== ID#AAABU0VI05A tc={9F6C94F6-6EE2-409F-A8D9-2E6AC5538D94} (2024-08-29 06:55:09) [Threaded comment] Your version of Excel allows you to read this threaded comment; however, any edits to it will get removed if the file is opened in a newer version of Excel. Learn more: https://go.microsoft.com/fwlink/?linkid=870924 Comment: Seller- M R TRADE CENTER TP- 077 795 8336 Location- 157/2/3Mahavidyalaya Mawatha Colombo 13, 00130
Note on T118: ====== ID#AAABU0VI08g tc={F37D9523-BF39-4BC9-A499-8030B7F62C23} (2024-08-29 06:55:09) [Threaded comment] Your version of Excel allows you to read this threaded comment; however, any edits to it will get removed if the file is opened in a newer version of Excel. Learn more: https://go.microsoft.com/fwlink/?linkid=870924 Comment: Seller- M R TRADE CENTER TP- 077 795 8336 Location- 157/2/3Mahavidyalaya Mawatha Colombo 13, 00130
Note on U118: ====== ID#AAABU0VI1F0 (2024-08-29 06:55:09) Seller- Janatha steel -Muditha Aruppola
Note on S119: ====== ID#AAABU0VI0-0 tc={B8247D25-4BEA-4EA7-A9E5-89E0856DB765} (2024-08-29 06:55:09) [Threaded comment] Your version of Excel allows you to read this threaded comment; however, any edits to it will get removed if the file is opened in a newer version of Excel. Learn more: https://go.microsoft.com/fwlink/?linkid=870924 Comment: Seller- M R TRADE CENTER TP- 077 795 8336 Location- 157/2/3Mahavidyalaya Mawatha Colombo 13, 00130
Note on T119: ====== ID#AAABU0VI05w tc={C213E016-DF64-4FC6-8268-C572AE3BFB62} (2024-08-29 06:55:09) [Threaded comment] Your version of Excel allows you to read this threaded comment; however, any edits to it will get removed if the file is opened in a newer version of Excel. Learn more: https://go.microsoft.com/fwlink/?linkid=870924 Comment: Seller- M R TRADE CENTER TP- 077 795 8336 Location- 157/2/3Mahavidyalaya Mawatha Colombo 13, 00130
Note on U119: ====== ID#AAABU0VI07k (2024-08-29 06:55:09) Seller- Janatha steel -Muditha Aruppola
Note on S120: ====== ID#AAABU0VI1BA tc={A9876A4F-0017-4D6D-84EF-E3123C96C072} (2024-08-29 06:55:09) [Threaded comment] Your version of Excel allows you to read this threaded comment; however, any edits to it will get removed if the file is opened in a newer version of Excel. Learn more: https://go.microsoft.com/fwlink/?linkid=870924 Comment: Seller- M R TRADE CENTER TP- 077 795 8336 Location- 157/2/3Mahavidyalaya Mawatha Colombo 13, 00130
Note on T120: ====== ID#AAABU0VI09I tc={81F1197F-E4F2-4168-9793-03ACCEDE7C88} (2024-08-29 06:55:09) [Threaded comment] Your version of Excel allows you to read this threaded comment; however, any edits to it will get removed if the file is opened in a newer version of Excel. Learn more: https://go.microsoft.com/fwlink/?linkid=870924 Comment: Seller- M R TRADE CENTER TP- 077 795 8336 Location- 157/2/3Mahavidyalaya Mawatha Colombo 13, 00130
Note on U120: ====== ID#AAABU0VI08k (2024-08-29 06:55:09) Seller- Janatha steel -Muditha Aruppola
Note on S121: ====== ID#AAABUz9wr8M tc={E5DD281F-16E0-44B5-B268-36EFC1ED2CB7} (2024-08-29 06:55:09) [Threaded comment] Your version of Excel allows you to read this threaded comment; however, any edits to it will get removed if the file is opened in a newer version of Excel. Learn more: https://go.microsoft.com/fwlink/?linkid=870924 Comment: Seller- M R TRADE CENTER TP- 077 795 8336 Location- 157/2/3Mahavidyalaya Mawatha Colombo 13, 00130
Note on T121: ====== ID#AAABU0VI07Q tc={C87D4D21-8ADE-4427-9BF3-6D40C6893C20} (2024-08-29 06:55:09) [Threaded comment] Your version of Excel allows you to read this threaded comment; however, any edits to it will get removed if the file is opened in a newer version of Excel. Learn more: https://go.microsoft.com/fwlink/?linkid=870924 Comment: Seller- M R TRADE CENTER TP- 077 795 8336 Location- 157/2/3Mahavidyalaya Mawatha Colombo 13, 00130
Note on U121: ====== ID#AAABU0VI1Cw (2024-08-29 06:55:09) Seller- Janatha steel -Muditha Aruppola
Note on S122: ====== ID#AAABU0VI0JU tc={FE691DDD-DF7E-4CB7-A0E7-0A00B701577D} (2024-08-29 06:55:09) [Threaded comment] Your version of Excel allows you to read this threaded comment; however, any edits to it will get removed if the file is opened in a newer version of Excel. Learn more: https://go.microsoft.com/fwlink/?linkid=870924 Comment: Seller- M R TRADE CENTER TP- 077 795 8336 Location- 157/2/3Mahavidyalaya Mawatha Colombo 13, 00130
Note on T122: ====== ID#AAABUz9wr4s tc={BE6C63B8-06A7-441E-ADFB-18B46DE25A83} (2024-08-29 06:55:08) [Threaded comment] Your version of Excel allows you to read this threaded comment; however, any edits to it will get removed if the file is opened in a newer version of Excel. Learn more: https://go.microsoft.com/fwlink/?linkid=870924 Comment: Seller- M R TRADE CENTER TP- 077 795 8336 Location- 157/2/3Mahavidyalaya Mawatha Colombo 13, 00130
Note on U122: ====== ID#AAABUz9wr68 (2024-08-29 06:55:09) Seller- Janatha steel -Muditha Aruppola
Note on S123: ====== ID#AAABU0VI1FQ tc={F2DC5BE3-E3F5-40F8-BED0-DC65342E5F5A} (2024-08-29 06:55:09) [Threaded comment] Your version of Excel allows you to read this threaded comment; however, any edits to it will get removed if the file is opened in a newer version of Excel. Learn more: https://go.microsoft.com/fwlink/?linkid=870924 Comment: Seller- M R TRADE CENTER TP- 077 795 8336 Location- 157/2/3Mahavidyalaya Mawatha Colombo 13, 00130
Note on T123: ====== ID#AAABU0VI074 tc={4D4C4030-D613-4D96-BCDF-78B5B71849CC} (2024-08-29 06:55:09) [Threaded comment] Your version of Excel allows you to read this threaded comment; however, any edits to it will get removed if the file is opened in a newer version of Excel. Learn more: https://go.microsoft.com/fwlink/?linkid=870924 Comment: Seller- M R TRADE CENTER TP- 077 795 8336 Location- 157/2/3Mahavidyalaya Mawatha Colombo 13, 00130
Note on U123: ====== ID#AAABUz9wr_g (2024-08-29 06:55:09) Seller- Janatha steel -Muditha Aruppola
Note on S124: ====== ID#AAABU0VI1FA tc={CA6DBA47-775A-43A9-86F3-46BF0608E592} (2024-08-29 06:55:09) [Threaded comment] Your version of Excel allows you to read this threaded comment; however, any edits to it will get removed if the file is opened in a newer version of Excel. Learn more: https://go.microsoft.com/fwlink/?linkid=870924 Comment: Seller- M R TRADE CENTER TP- 077 795 8336 Location- 157/2/3Mahavidyalaya Mawatha Colombo 13, 00130
Note on T124: ====== ID#AAABU0VI0-E tc={C0EC672F-354A-4A45-9BF1-D1E776CE43D2} (2024-08-29 06:55:09) [Threaded comment] Your version of Excel allows you to read this threaded comment; however, any edits to it will get removed if the file is opened in a newer version of Excel. Learn more: https://go.microsoft.com/fwlink/?linkid=870924 Comment: Seller- M R TRADE CENTER TP- 077 795 8336 Location- 157/2/3Mahavidyalaya Mawatha Colombo 13, 00130
Note on U124: ====== ID#AAABU0VI1BY (2024-08-29 06:55:09) Seller- Janatha steel -Muditha Aruppola
Note on S125: ====== ID#AAABUz9wr4E tc={973A9CCF-D83E-4EB6-A133-B791BCC23014} (2024-08-29 06:55:08) [Threaded comment] Your version of Excel allows you to read this threaded comment; however, any edits to it will get removed if the file is opened in a newer version of Excel. Learn more: https://go.microsoft.com/fwlink/?linkid=870924 Comment: Seller- M R TRADE CENTER TP- 077 795 8336 Location- 157/2/3Mahavidyalaya Mawatha Colombo 13, 00130
Note on T125: ====== ID#AAABUz9wr4Y tc={EC60352C-444C-4C93-99D5-C10B6D312352} (2024-08-29 06:55:08) [Threaded comment] Your version of Excel allows you to read this threaded comment; however, any edits to it will get removed if the file is opened in a newer version of Excel. Learn more: https://go.microsoft.com/fwlink/?linkid=870924 Comment: Seller- M R TRADE CENTER TP- 077 795 8336 Location- 157/2/3Mahavidyalaya Mawatha Colombo 13, 00130
Note on S126: ====== ID#AAABU0VI0MM tc={4C4CD840-9240-4075-80E8-EB313974AF2C} (2024-08-29 06:55:09) [Threaded comment] Your version of Excel allows you to read this threaded comment; however, any edits to it will get removed if the file is opened in a newer version of Excel. Learn more: https://go.microsoft.com/fwlink/?linkid=870924 Comment: Seller- M R TRADE CENTER TP- 077 795 8336 Location- 157/2/3Mahavidyalaya Mawatha Colombo 13, 00130
Note on T126: ====== ID#AAABU0VI0IU tc={152954EF-9B45-473E-AA22-24A3917CC318} (2024-08-29 06:55:09) [Threaded comment] Your version of Excel allows you to read this threaded comment; however, any edits to it will get removed if the file is opened in a newer version of Excel. Learn more: https://go.microsoft.com/fwlink/?linkid=870924 Comment: Seller- M R TRADE CENTER TP- 077 795 8336 Location- 157/2/3Mahavidyalaya Mawatha Colombo 13, 00130
Note on U126: ====== ID#AAABU0VI1B0 (2024-08-29 06:55:09) Seller- Janatha steel -Muditha Aruppola
Note on S127: ====== ID#AAABU0VI0Ls tc={5D09D8DC-18B8-4275-BB92-8EBCB125D14A} (2024-08-29 06:55:09) [Threaded comment] Your version of Excel allows you to read this threaded comment; however, any edits to it will get removed if the file is opened in a newer version of Excel. Learn more: https://go.microsoft.com/fwlink/?linkid=870924 Comment: Seller- Trade center TP-0777958336 / 0773958336 / 0117853838 Imported Chinese box bar
Note on T127: ====== ID#AAABU0VI1GI tc={74688A1C-B72F-42F7-B18F-EE03D49096D9} (2024-08-29 06:55:09) [Threaded comment] Your version of Excel allows you to read this threaded comment; however, any edits to it will get removed if the file is opened in a newer version of Excel. Learn more: https://go.microsoft.com/fwlink/?linkid=870924 Comment: Seller- Trade center TP-0777958336 / 0773958336 / 0117853838 Imported Chinese box bar
Note on U127: ====== ID#AAABUz9wr_U (2024-08-29 06:55:09) Seller- Janatha steel -Muditha Aruppola
Note on S128: ====== ID#AAABU0VI1FM tc={F70BDD26-E02A-46D6-AD5B-15584B12590F} (2024-08-29 06:55:09) [Threaded comment] Your version of Excel allows you to read this threaded comment; however, any edits to it will get removed if the file is opened in a newer version of Excel. Learn more: https://go.microsoft.com/fwlink/?linkid=870924 Comment: Seller- Trade center TP-0777958336 / 0773958336 / 0117853838 Imported Chinese box bar
Note on T128: ====== ID#AAABUz9wsAA tc={8583A716-0138-42C5-A719-3C5BF7BA04DF} (2024-08-29 06:55:09) [Threaded comment] Your version of Excel allows you to read this threaded comment; however, any edits to it will get removed if the file is opened in a newer version of Excel. Learn more: https://go.microsoft.com/fwlink/?linkid=870924 Comment: Seller- Trade center TP-0777958336 / 0773958336 / 0117853838 Imported Chinese box bar
Note on U128: ====== ID#AAABU0VI050 (2024-08-29 06:55:09) Seller- Janatha steel -Muditha Aruppola
Note on S130: ====== ID#AAABU0VI0MQ tc={91D376A8-894F-42A8-A60B-54345C483AD1} (2024-08-29 06:55:09) [Threaded comment] Your version of Excel allows you to read this threaded comment; however, any edits to it will get removed if the file is opened in a newer version of Excel. Learn more: https://go.microsoft.com/fwlink/?linkid=870924 Comment: Seller- M R TRADE CENTER TP- 077 795 8336 Location- 157/2/3Mahavidyalaya Mawatha Colombo 13, 00130
Note on T130: ====== ID#AAABUz9wr8c tc={5649902C-90D5-4CCF-B6D1-E27FF02EE1F3} (2024-08-29 06:55:09) [Threaded comment] Your version of Excel allows you to read this threaded comment; however, any edits to it will get removed if the file is opened in a newer version of Excel. Learn more: https://go.microsoft.com/fwlink/?linkid=870924 Comment: Seller- M R TRADE CENTER TP- 077 795 8336 Location- 157/2/3Mahavidyalaya Mawatha Colombo 13, 00130
Note on V130: ====== ID#AAABWUwfGyE Muditha Aruppola (2024-09-26 06:37:45) Seller- M R TRADE CENTER TP- 077 795 8336 Location- 157/2/3Mahavidyalaya Mawatha Colombo 13, 00130
Note on W130: ====== ID#AAABXKFOK-c Muditha Aruppola (2024-09-26 06:37:45) Seller- M R TRADE CENTER TP- 077 795 8336 Location- 157/2/3Mahavidyalaya Mawatha Colombo 13, 00130
Note on S131: ====== ID#AAABUz9wr9A tc={F39E91F3-C213-4796-88B5-2968DD70A1FF} (2024-08-29 06:55:09) [Threaded comment] Your version of Excel allows you to read this threaded comment; however, any edits to it will get removed if the file is opened in a newer version of Excel. Learn more: https://go.microsoft.com/fwlink/?linkid=870924 Comment: Seller- M R TRADE CENTER TP- 077 795 8336 Location- 157/2/3Mahavidyalaya Mawatha Colombo 13, 00130
Note on T131: ====== ID#AAABU0VI1DI tc={334DF24B-A362-436C-B68B-AFD09446C210} (2024-08-29 06:55:09) [Threaded comment] Your version of Excel allows you to read this threaded comment; however, any edits to it will get removed if the file is opened in a newer version of Excel. Learn more: https://go.microsoft.com/fwlink/?linkid=870924 Comment: Seller- M R TRADE CENTER TP- 077 795 8336 Location- 157/2/3Mahavidyalaya Mawatha Colombo 13, 00130
Note on V131: ====== ID#AAABWUwfGyI Muditha Aruppola (2024-09-26 06:37:49) Seller- M R TRADE CENTER TP- 077 795 8336 Location- 157/2/3Mahavidyalaya Mawatha Colombo 13, 00130
Note on W131: ====== ID#AAABXKFOLBI Muditha Aruppola (2024-09-26 06:37:49) Seller- M R TRADE CENTER TP- 077 795 8336 Location- 157/2/3Mahavidyalaya Mawatha Colombo 13, 00130
Note on S132: ====== ID#AAABU0VI1AY tc={C8741DD8-F687-425B-96B1-9A6C5A77CF22} (2024-08-29 06:55:09) [Threaded comment] Your version of Excel allows you to read this threaded comment; however, any edits to it will get removed if the file is opened in a newer version of Excel. Learn more: https://go.microsoft.com/fwlink/?linkid=870924 Comment: Seller- M R TRADE CENTER TP- 077 795 8336 Location- 157/2/3Mahavidyalaya Mawatha Colombo 13, 00130
Note on T132: ====== ID#AAABU0VI0Kg tc={DB789C20-6CB6-4987-A968-0547F2A8BB4D} (2024-08-29 06:55:09) [Threaded comment] Your version of Excel allows you to read this threaded comment; however, any edits to it will get removed if the file is opened in a newer version of Excel. Learn more: https://go.microsoft.com/fwlink/?linkid=870924 Comment: Seller- M R TRADE CENTER TP- 077 795 8336 Location- 157/2/3Mahavidyalaya Mawatha Colombo 13, 00130
Note on V132: ====== ID#AAABWUwfGyM Muditha Aruppola (2024-09-26 06:37:51) Seller- M R TRADE CENTER TP- 077 795 8336 Location- 157/2/3Mahavidyalaya Mawatha Colombo 13, 00130
Note on W132: ====== ID#AAABXKFOK9Y Muditha Aruppola (2024-09-26 06:37:51) Seller- M R TRADE CENTER TP- 077 795 8336 Location- 157/2/3Mahavidyalaya Mawatha Colombo 13, 00130
Note on S133: ====== ID#AAABU0VI09U tc={3AAE650F-D6C9-47C1-AF50-3D22A68C4DCA} (2024-08-29 06:55:09) [Threaded comment] Your version of Excel allows you to read this threaded comment; however, any edits to it will get removed if the file is opened in a newer version of Excel. Learn more: https://go.microsoft.com/fwlink/?linkid=870924 Comment: Seller- M R TRADE CENTER TP- 077 795 8336 Location- 157/2/3Mahavidyalaya Mawatha Colombo 13, 00130
Note on T133: ====== ID#AAABU0VI09c tc={605A05A3-C006-41A9-B58E-EF8F23151A8B} (2024-08-29 06:55:09) [Threaded comment] Your version of Excel allows you to read this threaded comment; however, any edits to it will get removed if the file is opened in a newer version of Excel. Learn more: https://go.microsoft.com/fwlink/?linkid=870924 Comment: Seller- M R TRADE CENTER TP- 077 795 8336 Location- 157/2/3Mahavidyalaya Mawatha Colombo 13, 00130
Note on V133: ====== ID#AAABWUwfGyQ Muditha Aruppola (2024-09-26 06:37:54) Seller- M R TRADE CENTER TP- 077 795 8336 Location- 157/2/3Mahavidyalaya Mawatha Colombo 13, 00130
Note on W133: ====== ID#AAABXKFOK-0 Muditha Aruppola (2024-09-26 06:37:54) Seller- M R TRADE CENTER TP- 077 795 8336 Location- 157/2/3Mahavidyalaya Mawatha Colombo 13, 00130
Note on S134: ====== ID#AAABU0VI08A tc={3D165A51-3025-4BC4-8299-A2BFF42837E1} (2024-08-29 06:55:09) [Threaded comment] Your version of Excel allows you to read this threaded comment; however, any edits to it will get removed if the file is opened in a newer version of Excel. Learn more: https://go.microsoft.com/fwlink/?linkid=870924 Comment: Seller- M R TRADE CENTER TP- 077 795 8336 Location- 157/2/3Mahavidyalaya Mawatha Colombo 13, 00130
Note on T134: ====== ID#AAABUz9wr5M tc={1B33DA56-4368-4256-B3BC-C9185C2A23FE} (2024-08-29 06:55:09) [Threaded comment] Your version of Excel allows you to read this threaded comment; however, any edits to it will get removed if the file is opened in a newer version of Excel. Learn more: https://go.microsoft.com/fwlink/?linkid=870924 Comment: Seller- M R TRADE CENTER TP- 077 795 8336 Location- 157/2/3Mahavidyalaya Mawatha Colombo 13, 00130
Note on V134: ====== ID#AAABWUwfGyU Muditha Aruppola (2024-09-26 06:37:57) Seller- M R TRADE CENTER TP- 077 795 8336 Location- 157/2/3Mahavidyalaya Mawatha Colombo 13, 00130
Note on S135: ====== ID#AAABU0VI08I tc={95058394-E77C-401B-A398-1AC1E939CBB6} (2024-08-29 06:55:09) [Threaded comment] Your version of Excel allows you to read this threaded comment; however, any edits to it will get removed if the file is opened in a newer version of Excel. Learn more: https://go.microsoft.com/fwlink/?linkid=870924 Comment: Seller- M R TRADE CENTER TP- 077 795 8336 Location- 157/2/3Mahavidyalaya Mawatha Colombo 13, 00130
Note on T135: ====== ID#AAABU0VI07c tc={6692139F-E45A-4CDB-A5FB-4C05337E25D3} (2024-08-29 06:55:09) [Threaded comment] Your version of Excel allows you to read this threaded comment; however, any edits to it will get removed if the file is opened in a newer version of Excel. Learn more: https://go.microsoft.com/fwlink/?linkid=870924 Comment: Seller- M R TRADE CENTER TP- 077 795 8336 Location- 157/2/3Mahavidyalaya Mawatha Colombo 13, 00130
Note on V135: ====== ID#AAABWUwfGyY Muditha Aruppola (2024-09-26 06:37:59) Seller- M R TRADE CENTER TP- 077 795 8336 Location- 157/2/3Mahavidyalaya Mawatha Colombo 13, 00130
Note on W135: ====== ID#AAABXKFOLB0 Muditha Aruppola (2024-09-26 06:37:59) Seller- M R TRADE CENTER TP- 077 795 8336 Location- 157/2/3Mahavidyalaya Mawatha Colombo 13, 00130
Note on S137: ====== ID#AAABU0VI1Gs tc={6A1CF8C0-D84D-41D0-AC64-A50048852966} (2024-08-29 06:55:10) [Threaded comment] Your version of Excel allows you to read this threaded comment; however, any edits to it will get removed if the file is opened in a newer version of Excel. Learn more: https://go.microsoft.com/fwlink/?linkid=870924 Comment: Seller- Akai Fasteners PVT Ltd TP- 0773503421 / 0773503424 / 0773503431 Location- No 567/ Sri Sangaraja Mw. , Colombo - 10 , Colombo
Note on T137: ====== ID#AAABU0VI0MU tc={A0A367C8-5C68-4D98-8CBA-7075FD6484FA} (2024-08-29 06:55:09) [Threaded comment] Your version of Excel allows you to read this threaded comment; however, any edits to it will get removed if the file is opened in a newer version of Excel. Learn more: https://go.microsoft.com/fwlink/?linkid=870924 Comment: Seller- Akai Fasteners PVT Ltd TP- 0773503421 / 0773503424 / 0773503431 Location- No 567/ Sri Sangaraja Mw. , Colombo - 10 , Colombo
Note on U137: ====== ID#AAABU0VI09M (2024-08-29 06:55:09) Seller- Janatha steel -Muditha Aruppola
Note on V137: ====== ID#AAABWUwfGyo Muditha Aruppola (2024-09-26 06:49:09) Seller- Akai Fasteners PVT Ltd TP- 0114 311 008/ 0114 311 007 Note- Rate for below 100 lft
Note on W137: ====== ID#AAABXKFOLAI Muditha Aruppola (2024-09-26 06:49:09) Seller- Akai Fasteners PVT Ltd TP- 0114 311 008/ 0114 311 007 Note- Rate for below 100 lft
Note on S138: ====== ID#AAABU0VI0-Q tc={E0472F53-74F8-498F-8633-6A05023AED1B} (2024-08-29 06:55:09) [Threaded comment] Your version of Excel allows you to read this threaded comment; however, any edits to it will get removed if the file is opened in a newer version of Excel. Learn more: https://go.microsoft.com/fwlink/?linkid=870924 Comment: Seller- Akai Fasteners PVT Ltd TP- 0773503421 / 0773503424 / 0773503431 Location- No 567/ Sri Sangaraja Mw. , Colombo - 10 , Colombo
Note on T138: ====== ID#AAABUz9wr_o tc={3AD36C6A-4FFA-4EAC-A4A2-D303497F6268} (2024-08-29 06:55:09) [Threaded comment] Your version of Excel allows you to read this threaded comment; however, any edits to it will get removed if the file is opened in a newer version of Excel. Learn more: https://go.microsoft.com/fwlink/?linkid=870924 Comment: Seller- Akai Fasteners PVT Ltd TP- 0773503421 / 0773503424 / 0773503431 Location- No 567/ Sri Sangaraja Mw. , Colombo - 10 , Colombo
Note on U138: ====== ID#AAABU0VI1BM (2024-08-29 06:55:09) Seller- Akai Fasteners PVT Ltd TP- 0773503421 / 0773503424 / 0773503431 -Muditha Aruppola
Note on V138: ====== ID#AAABWUwfGys Muditha Aruppola (2024-09-26 06:49:13) Seller- Akai Fasteners PVT Ltd TP- 0114 311 008/ 0114 311 007 Note- Rate for below 100 lft
Note on W138: ====== ID#AAABXKFOK9M Muditha Aruppola (2024-09-26 06:49:13) Seller- Akai Fasteners PVT Ltd TP- 0114 311 008/ 0114 311 007 Note- Rate for below 100 lft
Note on S139: ====== ID#AAABUz9wr90 tc={49190CA4-3B49-415D-AA72-4B4D1C39D5C3} (2024-08-29 06:55:09) [Threaded comment] Your version of Excel allows you to read this threaded comment; however, any edits to it will get removed if the file is opened in a newer version of Excel. Learn more: https://go.microsoft.com/fwlink/?linkid=870924 Comment: Seller- Akai Fasteners PVT Ltd TP- 0773503421 / 0773503424 / 0773503431 Location- No 567/ Sri Sangaraja Mw. , Colombo - 10 , Colombo
Note on T139: ====== ID#AAABUz9wr_w tc={FCBC1B09-F648-4630-BD46-68916E63C26F} (2024-08-29 06:55:09) [Threaded comment] Your version of Excel allows you to read this threaded comment; however, any edits to it will get removed if the file is opened in a newer version of Excel. Learn more: https://go.microsoft.com/fwlink/?linkid=870924 Comment: Seller- Akai Fasteners PVT Ltd TP- 0773503421 / 0773503424 / 0773503431 Location- No 567/ Sri Sangaraja Mw. , Colombo - 10 , Colombo
Note on U139: ====== ID#AAABU0VI1FY (2024-08-29 06:55:09) Seller- Akai Fasteners PVT Ltd TP- 0773503421 / 0773503424 / 0773503431 -Muditha Aruppola
Note on V139: ====== ID#AAABWUwfGyw Muditha Aruppola (2024-09-26 06:49:17) Seller- Akai Fasteners PVT Ltd TP- 0114 311 008/ 0114 311 007 Note- Rate for below 100 lft
Note on W139: ====== ID#AAABXKFOK-M Muditha Aruppola (2024-09-26 06:49:17) Seller- Akai Fasteners PVT Ltd TP- 0114 311 008/ 0114 311 007 Note- Rate for below 100 lft
Note on S140: ====== ID#AAABU0VI0_0 tc={3CCFE458-12C4-446C-A2A6-38190BF359EF} (2024-08-29 06:55:09) [Threaded comment] Your version of Excel allows you to read this threaded comment; however, any edits to it will get removed if the file is opened in a newer version of Excel. Learn more: https://go.microsoft.com/fwlink/?linkid=870924 Comment: Seller- Akai Fasteners PVT Ltd TP- 0773503421 / 0773503424 / 0773503431 Location- No 567/ Sri Sangaraja Mw. , Colombo - 10 , Colombo
Note on T140: ====== ID#AAABU0VI1EU tc={D952DC86-CC76-4492-9ACD-3DE06C89CC06} (2024-08-29 06:55:09) [Threaded comment] Your version of Excel allows you to read this threaded comment; however, any edits to it will get removed if the file is opened in a newer version of Excel. Learn more: https://go.microsoft.com/fwlink/?linkid=870924 Comment: Seller- Akai Fasteners PVT Ltd TP- 0773503421 / 0773503424 / 0773503431 Location- No 567/ Sri Sangaraja Mw. , Colombo - 10 , Colombo
Note on U140: ====== ID#AAABU0VI1GM (2024-08-29 06:55:09) Seller- Akai Fasteners PVT Ltd TP- 0773503421 / 0773503424 / 0773503431 -Muditha Aruppola
Note on V140: ====== ID#AAABWUwfGy0 Muditha Aruppola (2024-09-26 06:49:19) Seller- Akai Fasteners PVT Ltd TP- 0114 311 008/ 0114 311 007 Note- Rate for below 100 lft
Note on W140: ====== ID#AAABXKFOLA4 Muditha Aruppola (2024-09-26 06:49:19) Seller- Akai Fasteners PVT Ltd TP- 0114 311 008/ 0114 311 007 Note- Rate for below 100 lft
Note on S142: ====== ID#AAABUz9wsBI tc={9E0FA265-6503-4092-A7D8-183D12521F12} (2024-08-29 06:55:09) [Threaded comment] Your version of Excel allows you to read this threaded comment; however, any edits to it will get removed if the file is opened in a newer version of Excel. Learn more: https://go.microsoft.com/fwlink/?linkid=870924 Comment: Seller- M R TRADE CENTER TP- 077 795 8336 Location- 157/2/3Mahavidyalaya Mawatha Colombo 13, 00130
Note on T142: ====== ID#AAABU0VI06A tc={A659F511-F1E9-4514-9DA5-DD0D1EBF3EEE} (2024-08-29 06:55:09) [Threaded comment] Your version of Excel allows you to read this threaded comment; however, any edits to it will get removed if the file is opened in a newer version of Excel. Learn more: https://go.microsoft.com/fwlink/?linkid=870924 Comment: Seller- M R TRADE CENTER TP- 077 795 8336 Location- 157/2/3Mahavidyalaya Mawatha Colombo 13, 00130
Note on U142: ====== ID#AAABUz9wr7A (2024-08-29 06:55:09) Seller- Janatha steel -Muditha Aruppola
Note on V143: ====== ID#AAABWUwfGy4 Muditha Aruppola (2024-09-26 06:50:23) Seller- Janatha Steel
Note on S145: ====== ID#AAABU0VI1GQ tc={D981FADE-4E7A-4F6B-BF28-F37F23DA9FD8} (2024-08-29 06:55:09) [Threaded comment] Your version of Excel allows you to read this threaded comment; however, any edits to it will get removed if the file is opened in a newer version of Excel. Learn more: https://go.microsoft.com/fwlink/?linkid=870924 Comment: Seller-S A hardware TP- 0777849722 Location- Dehiwala
Note on T145: ====== ID#AAABU0VI068 tc={1C391A0A-4965-4A08-87E4-F1A43ADE5FE0} (2024-08-29 06:55:09) [Threaded comment] Your version of Excel allows you to read this threaded comment; however, any edits to it will get removed if the file is opened in a newer version of Excel. Learn more: https://go.microsoft.com/fwlink/?linkid=870924 Comment: Seller-S A hardware TP- 0777849722 Location- Dehiwala
Note on U145: ====== ID#AAABUz9wr4U (2024-08-29 06:55:08) [Threaded comment] Your version of Excel allows you to read this threaded comment; however, any edits to it will get removed if the file is opened in a newer version of Excel. Learn more: https://go.microsoft.com/fwlink/?linkid=870924 Comment: Seller-S A hardware TP- 0777849722 Location- Dehiwala
Note on S146: ====== ID#AAABU0VI0_A tc={2FB6802E-2BA7-4A42-8F0A-E9BE73A92D9E} (2024-08-29 06:55:09) [Threaded comment] Your version of Excel allows you to read this threaded comment; however, any edits to it will get removed if the file is opened in a newer version of Excel. Learn more: https://go.microsoft.com/fwlink/?linkid=870924 Comment: Seller- Indika Hardware TP- 0112 918 980 Location- Kelaniya
Note on T146: ====== ID#AAABU0VI1Fw tc={E8325C57-025C-4C3B-B74E-F994F7B3ACD8} (2024-08-29 06:55:09) [Threaded comment] Your version of Excel allows you to read this threaded comment; however, any edits to it will get removed if the file is opened in a newer version of Excel. Learn more: https://go.microsoft.com/fwlink/?linkid=870924 Comment: Seller- Indika Hardware TP- 0112 918 980 Location- Kelaniya
Note on U146: ====== ID#AAABU0VI07E (2024-08-29 06:55:09) [Threaded comment] Your version of Excel allows you to read this threaded comment; however, any edits to it will get removed if the file is opened in a newer version of Excel. Learn more: https://go.microsoft.com/fwlink/?linkid=870924 Comment: Seller- Indika Hardware TP- 0112 918 980 Location- Kelaniya
Note on S147: ====== ID#AAABUz9wr8o tc={15811D7F-ADB3-40B0-ACDD-B58DBEA6EFFF} (2024-08-29 06:55:09) [Threaded comment] Your version of Excel allows you to read this threaded comment; however, any edits to it will get removed if the file is opened in a newer version of Excel. Learn more: https://go.microsoft.com/fwlink/?linkid=870924 Comment: Seller-S A hardware TP- 0777849722 Location- Dehiwala
Note on T147: ====== ID#AAABU0VI0_Y tc={1099D8E9-CB97-4DD8-A4AB-A763AB4BD845} (2024-08-29 06:55:09) [Threaded comment] Your version of Excel allows you to read this threaded comment; however, any edits to it will get removed if the file is opened in a newer version of Excel. Learn more: https://go.microsoft.com/fwlink/?linkid=870924 Comment: Seller-S A hardware TP- 0777849722 Location- Dehiwala
Note on U147: ====== ID#AAABU0VI06M tc={DA0C882B-2CC2-47CF-9F97-7594C18CA029} (2024-08-29 06:55:09) [Threaded comment] Your version of Excel allows you to read this threaded comment; however, any edits to it will get removed if the file is opened in a newer version of Excel. Learn more: https://go.microsoft.com/fwlink/?linkid=870924 Comment: Seller-S A hardware TP- 0777849722 Location- Dehiwala
Note on S148: ====== ID#AAABUz9wr6Y tc={A5A3B74D-B503-4BD6-90A7-6F43077C9767} (2024-08-29 06:55:09) [Threaded comment] Your version of Excel allows you to read this threaded comment; however, any edits to it will get removed if the file is opened in a newer version of Excel. Learn more: https://go.microsoft.com/fwlink/?linkid=870924 Comment: Seller-S A hardware TP- 0777849722 Location- Dehiwala
Note on T148: ====== ID#AAABUz9wr9s tc={34F502CD-2541-487A-AAFE-EB532CAAB4DC} (2024-08-29 06:55:09) [Threaded comment] Your version of Excel allows you to read this threaded comment; however, any edits to it will get removed if the file is opened in a newer version of Excel. Learn more: https://go.microsoft.com/fwlink/?linkid=870924 Comment: Seller-S A hardware TP- 0777849722 Location- Dehiwala
Note on U148: ====== ID#AAABU0VI0MI tc={D1783EA6-43AF-47D2-8FA7-6EFA31255F89} (2024-08-29 06:55:09) [Threaded comment] Your version of Excel allows you to read this threaded comment; however, any edits to it will get removed if the file is opened in a newer version of Excel. Learn more: https://go.microsoft.com/fwlink/?linkid=870924 Comment: Seller-S A hardware TP- 0777849722 Location- Dehiwala
Note on V148: ====== ID#AAABWJwXAC8 Muditha Aruppola (2024-09-29 16:44:27) Seller- B.R Perera Hardware TP- 0112908862
Note on W148: ====== ID#AAABXKEqTdU Muditha Aruppola (2024-09-29 16:44:27) Seller- B.R Perera Hardware TP- 0112908862
Note on V149: ====== ID#AAABWJwXADA Muditha Aruppola (2024-09-29 16:44:30) Seller- B.R Perera Hardware TP- 0112908862
Note on W149: ====== ID#AAABXKFOLBw Muditha Aruppola (2024-09-29 16:44:30) Seller- B.R Perera Hardware TP- 0112908862
Note on S151: ====== ID#AAABUz9wr9Q tc={41B08D22-F881-43A9-B5DD-1CA4B1C0C775} (2024-08-29 06:55:09) [Threaded comment] Your version of Excel allows you to read this threaded comment; however, any edits to it will get removed if the file is opened in a newer version of Excel. Learn more: https://go.microsoft.com/fwlink/?linkid=870924 Comment: Seller- JCICY Mesh And Engineering (Pvt) Ltd
Note on T151: ====== ID#AAABU0VI0M8 tc={7019059C-276D-404D-9F76-4645C8D9A94B} (2024-08-29 06:55:09) [Threaded comment] Your version of Excel allows you to read this threaded comment; however, any edits to it will get removed if the file is opened in a newer version of Excel. Learn more: https://go.microsoft.com/fwlink/?linkid=870924 Comment: Seller- JCICY Mesh And Engineering (Pvt) Ltd
Note on U151: ====== ID#AAABU0VI1AU tc={A14C1284-92E8-48AC-9249-AB94F8276B8B} (2024-08-29 06:55:09) [Threaded comment] Your version of Excel allows you to read this threaded comment; however, any edits to it will get removed if the file is opened in a newer version of Excel. Learn more: https://go.microsoft.com/fwlink/?linkid=870924 Comment: Seller- JCICY Mesh And Engineering (Pvt) Ltd
Note on S152: ====== ID#AAABU0VI064 tc={982114A6-FFE7-4D92-A01A-C978C9361E64} (2024-08-29 06:55:09) [Threaded comment] Your version of Excel allows you to read this threaded comment; however, any edits to it will get removed if the file is opened in a newer version of Excel. Learn more: https://go.microsoft.com/fwlink/?linkid=870924 Comment: Seller- Rohana Hardware (Pvt) Ltd TP- 0112 403 128 Location- 236/A New Kandy Rd
Note on T152: ====== ID#AAABU0VI09Q tc={55FF60DA-3EE1-48CE-A4BA-A63D12AEF204} (2024-08-29 06:55:09) [Threaded comment] Your version of Excel allows you to read this threaded comment; however, any edits to it will get removed if the file is opened in a newer version of Excel. Learn more: https://go.microsoft.com/fwlink/?linkid=870924 Comment: Seller- Rohana Hardware (Pvt) Ltd TP- 0112 403 128 Location- 236/A New Kandy Rd
Note on U152: ====== ID#AAABUz9wr5s (2024-08-29 06:55:09) [Threaded comment] Your version of Excel allows you to read this threaded comment; however, any edits to it will get removed if the file is opened in a newer version of Excel. Learn more: https://go.microsoft.com/fwlink/?linkid=870924 Comment: Seller- Rohana Hardware (Pvt) Ltd TP- 0112 403 128 Location- 236/A New Kandy Rd
Note on S153: ====== ID#AAABUz9wr_Y tc={199F90F3-9A6D-479F-AB53-DBAB10994B9B} (2024-08-29 06:55:09) [Threaded comment] Your version of Excel allows you to read this threaded comment; however, any edits to it will get removed if the file is opened in a newer version of Excel. Learn more: https://go.microsoft.com/fwlink/?linkid=870924 Comment: Seller- Rohana Hardware (Pvt) Ltd TP- 0112 403 128 Location- 236/A New Kandy Rd
Note on T153: ====== ID#AAABU0VI0Mw tc={84110AC8-ED59-4802-ACC0-930E4D6B1578} (2024-08-29 06:55:09) [Threaded comment] Your version of Excel allows you to read this threaded comment; however, any edits to it will get removed if the file is opened in a newer version of Excel. Learn more: https://go.microsoft.com/fwlink/?linkid=870924 Comment: Seller- Rohana Hardware (Pvt) Ltd TP- 0112 403 128 Location- 236/A New Kandy Rd
Note on U153: ====== ID#AAABU0VI1Bg (2024-08-29 06:55:09) [Threaded comment] Your version of Excel allows you to read this threaded comment; however, any edits to it will get removed if the file is opened in a newer version of Excel. Learn more: https://go.microsoft.com/fwlink/?linkid=870924 Comment: Seller- Rohana Hardware (Pvt) Ltd TP- 0112 403 128 Location- 236/A New Kandy Rd
Note on S154: ====== ID#AAABU0VI080 tc={AAB18CD6-1301-472F-8B57-EEEE7B51F275} (2024-08-29 06:55:09) [Threaded comment] Your version of Excel allows you to read this threaded comment; however, any edits to it will get removed if the file is opened in a newer version of Excel. Learn more: https://go.microsoft.com/fwlink/?linkid=870924 Comment: Seller-S A hardware TP- 0777849722 Location- Dehiwala
Note on T154: ====== ID#AAABU0VI1E0 tc={CE596CC5-083C-4C2F-A261-7E0B11502A28} (2024-08-29 06:55:09) [Threaded comment] Your version of Excel allows you to read this threaded comment; however, any edits to it will get removed if the file is opened in a newer version of Excel. Learn more: https://go.microsoft.com/fwlink/?linkid=870924 Comment: Seller-S A hardware TP- 0777849722 Location- Dehiwala
Note on U154: ====== ID#AAABU0VI1As (2024-08-29 06:55:09) seller- PE+ -Muditha Aruppola
Note on S155: ====== ID#AAABUz9wr_8 tc={32A10B01-18E2-4BFC-B3E8-C6A4D2801ECB} (2024-08-29 06:55:09) [Threaded comment] Your version of Excel allows you to read this threaded comment; however, any edits to it will get removed if the file is opened in a newer version of Excel. Learn more: https://go.microsoft.com/fwlink/?linkid=870924 Comment: Seller-S A hardware TP- 0777849722 Location- Dehiwala
Note on T155: ====== ID#AAABU0VI1BQ tc={B9092D0B-FDED-4622-B29C-8AFF20BE26B5} (2024-08-29 06:55:09) [Threaded comment] Your version of Excel allows you to read this threaded comment; however, any edits to it will get removed if the file is opened in a newer version of Excel. Learn more: https://go.microsoft.com/fwlink/?linkid=870924 Comment: Seller-S A hardware TP- 0777849722 Location- Dehiwala
Note on U155: ====== ID#AAABU0VI06U (2024-08-29 06:55:09) seller- PE+ -Muditha Aruppola
Note on S156: ====== ID#AAABUz9wsAo tc={B980E104-BD9B-48F4-B1FC-600C98E16E3B} (2024-08-29 06:55:09) [Threaded comment] Your version of Excel allows you to read this threaded comment; however, any edits to it will get removed if the file is opened in a newer version of Excel. Learn more: https://go.microsoft.com/fwlink/?linkid=870924 Comment: Seller-S A hardware TP- 0777849722 Location- Dehiwala
Note on T156: ====== ID#AAABU0VI1Ak tc={C3FD7906-21CD-4A6A-BF73-20C8237F4352} (2024-08-29 06:55:09) [Threaded comment] Your version of Excel allows you to read this threaded comment; however, any edits to it will get removed if the file is opened in a newer version of Excel. Learn more: https://go.microsoft.com/fwlink/?linkid=870924 Comment: Seller-S A hardware TP- 0777849722 Location- Dehiwala
Note on U156: ====== ID#AAABU0VI0LA (2024-08-29 06:55:09) seller-PE+ -Muditha Aruppola
Note on S157: ====== ID#AAABU0VI1DY tc={184D2539-60C5-44A0-9BCB-C0C475D0EE67} (2024-08-29 06:55:09) [Threaded comment] Your version of Excel allows you to read this threaded comment; however, any edits to it will get removed if the file is opened in a newer version of Excel. Learn more: https://go.microsoft.com/fwlink/?linkid=870924 Comment: Seller- Guardian fencing
Note on T157: ====== ID#AAABUz9wr5o tc={3C48F84A-996C-4957-8A3E-491582542828} (2024-08-29 06:55:09) [Threaded comment] Your version of Excel allows you to read this threaded comment; however, any edits to it will get removed if the file is opened in a newer version of Excel. Learn more: https://go.microsoft.com/fwlink/?linkid=870924 Comment: Seller- Guardian fencing
Note on U157: ====== ID#AAABU0VI0JE (2024-08-29 06:55:09) Seller-MASCONS -Muditha Aruppola
Note on V157: ====== ID#AAABWUwfGy8 Muditha Aruppola (2024-09-26 07:15:29) Seller- FM hardware TP- 0713819085 / 0766390690
Note on W157: ====== ID#AAABXKFOK-k Muditha Aruppola (2024-09-26 07:15:29) Seller- FM hardware TP- 0713819085 / 0766390690
Note on S158: ====== ID#AAABUz9wr9k tc={BCC33EEC-7371-49DE-8598-B8BB2841E1E9} (2024-08-29 06:55:09) [Threaded comment] Your version of Excel allows you to read this threaded comment; however, any edits to it will get removed if the file is opened in a newer version of Excel. Learn more: https://go.microsoft.com/fwlink/?linkid=870924 Comment: Seller- Guardian fencing
Note on T158: ====== ID#AAABUz9wr5I tc={5D095431-EBA9-4100-8FD6-0752B1B4A2AB} (2024-08-29 06:55:09) [Threaded comment] Your version of Excel allows you to read this threaded comment; however, any edits to it will get removed if the file is opened in a newer version of Excel. Learn more: https://go.microsoft.com/fwlink/?linkid=870924 Comment: Seller- Guardian fencing
Note on U158: ====== ID#AAABU0VI09k (2024-08-29 06:55:09) Seller-MASCONS -Muditha Aruppola
Note on V158: ====== ID#AAABWUwfGzA Muditha Aruppola (2024-09-26 07:16:22) Seller- FM hardware TP- 0713819085 / 0766390690
Note on W158: ====== ID#AAABXKEqTc0 Muditha Aruppola (2024-09-26 07:16:22) Seller- FM hardware TP- 0713819085 / 0766390690
Note on U159: ====== ID#AAABUz9wr9g (2024-08-29 06:55:09) Seller- Peak steel TP- 0774743227 / 0773242227 / 0772267408 Location- No. 323/f5, 4th Floor , Colombo 12 , Colombo -Muditha Aruppola
Note on V159: ====== ID#AAABWUwfGzE Muditha Aruppola (2024-09-26 07:18:05) Seller- Peak steel TP- 0774743227 / 0773242227 / 0772267408
Note on W159: ====== ID#AAABXKFOK9c Muditha Aruppola (2024-09-26 07:18:05) Seller- Peak steel TP- 0774743227 / 0773242227 / 0772267408
Note on T160: ====== ID#AAABU0VI1CE tc={1CF7834C-8397-4756-BA1F-49F751480432} (2024-08-29 06:55:09) [Threaded comment] Your version of Excel allows you to read this threaded comment; however, any edits to it will get removed if the file is opened in a newer version of Excel. Learn more: https://go.microsoft.com/fwlink/?linkid=870924 Comment: Seller- Nishantas glass warehouse TP- 0112 909888 Location- Old kandy road, Dalugama
Note on U160: ====== ID#AAABU0VI0_w (2024-08-29 06:55:09) [Threaded comment] Your version of Excel allows you to read this threaded comment; however, any edits to it will get removed if the file is opened in a newer version of Excel. Learn more: https://go.microsoft.com/fwlink/?linkid=870924 Comment: Seller- Nishantas glass warehouse TP- 0112 909888 Location- Old kandy road, Dalugama
Note on V160: ====== ID#AAABWUwfGzI Muditha Aruppola (2024-09-26 07:20:23) Seller- Nishantas glass warehouse TP- 0112 909888
Note on W160: ====== ID#AAABXKFOLAU Muditha Aruppola (2024-09-26 07:20:23) Seller- Nishantas glass warehouse TP- 0112 909888
Note on Y160: ====== ID#AAABag-w3bs Muditha Aruppola (2024-12-19 06:50:51) Seller-Negambo glass house TP- 076 827 0600 Location- 10 St.Jude Vidyala Mawatha, Negombo
Note on S161: ====== ID#AAABUz9wr60 tc={C14CA14C-7AC4-4978-AA3F-D86B306373E9} (2024-08-29 06:55:09) [Threaded comment] Your version of Excel allows you to read this threaded comment; however, any edits to it will get removed if the file is opened in a newer version of Excel. Learn more: https://go.microsoft.com/fwlink/?linkid=870924 Comment: Seller- Lahiru Pest Control & Environmental Services (Pvt) Ltd TP- 0117 149 149 Location- 139/A Old Negombo Rd, Ja-Ela 11350
Note on T161: ====== ID#AAABUz9wr9w tc={35DF46E8-6A3A-4521-A043-0FD50CDA4BAE} (2024-08-29 06:55:09) [Threaded comment] Your version of Excel allows you to read this threaded comment; however, any edits to it will get removed if the file is opened in a newer version of Excel. Learn more: https://go.microsoft.com/fwlink/?linkid=870924 Comment: Seller- Lahiru Pest Control & Environmental Services (Pvt) Ltd TP- 0117 149 149 Location- 139/A Old Negombo Rd, Ja-Ela 11350
Note on U161: ====== ID#AAABU0VI1CY (2024-08-29 06:55:09) [Threaded comment] Your version of Excel allows you to read this threaded comment; however, any edits to it will get removed if the file is opened in a newer version of Excel. Learn more: https://go.microsoft.com/fwlink/?linkid=870924 Comment: Seller- Lahiru Pest Control & Environmental Services (Pvt) Ltd TP- 0117 149 149 Location- 139/A Old Negombo Rd, Ja-Ela 11350
Note on V161: ====== ID#AAABWUwfGzM Muditha Aruppola (2024-09-26 07:20:49) Seller- Lahiru Pest Control & Environmental Services (Pvt) Ltd TP- 0117 149 149 Location- 139/A Old Negombo Rd, Ja-Ela 11350
Note on W161: ====== ID#AAABXKFOLAk Muditha Aruppola (2024-09-26 07:20:49) Seller- Lahiru Pest Control & Environmental Services (Pvt) Ltd TP- 0117 149 149 Location- 139/A Old Negombo Rd, Ja-Ela 11350
Note on V162: ====== ID#AAABWJwXAC4 Muditha Aruppola (2024-09-29 16:44:15) Seller- B.R Perera Hardware TP- 0112908862 Note- 1kg of polythene 7feet long and roll width is 3 feet and 6 feet when it divide in to 2 . Then 1kg = 42ft2 covers.
Note on W162: ====== ID#AAABXKFOK9k Muditha Aruppola (2024-09-29 16:44:15) Seller- B.R Perera Hardware TP- 0112908862 Note- 1kg of polythene 7feet long and roll width is 3 feet and 6 feet when it divide in to 2 . Then 1kg = 42ft2 covers.
Note on S164: ====== ID#AAABUz9wr9o tc={8261CE9C-1EBE-4980-9BBF-BEF0E72F832D} (2024-08-29 06:55:09) [Threaded comment] Your version of Excel allows you to read this threaded comment; however, any edits to it will get removed if the file is opened in a newer version of Excel. Learn more: https://go.microsoft.com/fwlink/?linkid=870924 Comment: Seller- Chris Asia (Pvt) Ltd TP- 0112 537 347 , 076 5311179(MR yasiru) Location- No.508/5 Avissawella Rd, Kaduwela
Note on T164: ====== ID#AAABUz9wr_I tc={C89946FD-CB64-4B19-963A-B315264C457E} (2024-08-29 06:55:09) [Threaded comment] Your version of Excel allows you to read this threaded comment; however, any edits to it will get removed if the file is opened in a newer version of Excel. Learn more: https://go.microsoft.com/fwlink/?linkid=870924 Comment: Seller- Chris Asia (Pvt) Ltd TP- 0112 537 347 , 076 5311179(MR yasiru) Location- No.508/5 Avissawella Rd, Kaduwela
Note on U164: ====== ID#AAABU0VI0-U (2024-08-29 06:55:09) [Threaded comment] Your version of Excel allows you to read this threaded comment; however, any edits to it will get removed if the file is opened in a newer version of Excel. Learn more: https://go.microsoft.com/fwlink/?linkid=870924 Comment: Seller- Chris Asia (Pvt) Ltd TP- 0112 537 347 , 076 5311179(MR yasiru) Location- No.508/5 Avissawella Rd, Kaduwela
Note on V164: ====== ID#AAABWUwfGzg Muditha Aruppola (2024-09-26 07:28:48) Seller- Chris Asia (Pvt) Ltd TP- 0112 537 347 , 076 5311179(MR yasiru) Location- No.508/5 Avissawella Rd, Kaduwela
Note on W164: ====== ID#AAABXKFOK_g Muditha Aruppola (2024-09-26 07:28:48) Seller- Chris Asia (Pvt) Ltd TP- 0112 537 347 , 076 5311179(MR yasiru) Location- No.508/5 Avissawella Rd, Kaduwela
Note on S165: ====== ID#AAABU0VI09s tc={E0CA098B-F29B-42ED-8551-6A25E2D90AAF} (2024-08-29 06:55:09) [Threaded comment] Your version of Excel allows you to read this threaded comment; however, any edits to it will get removed if the file is opened in a newer version of Excel. Learn more: https://go.microsoft.com/fwlink/?linkid=870924 Comment: Seller- Chris Asia (Pvt) Ltd TP- 0112 537 347 , 076 5311179(MR yasiru) Location- No.508/5 Avissawella Rd, Kaduwela
Note on T165: ====== ID#AAABU0VI054 tc={B2FD17F4-39D3-427C-BEB6-733B07408CBC} (2024-08-29 06:55:09) [Threaded comment] Your version of Excel allows you to read this threaded comment; however, any edits to it will get removed if the file is opened in a newer version of Excel. Learn more: https://go.microsoft.com/fwlink/?linkid=870924 Comment: Seller- Chris Asia (Pvt) Ltd TP- 0112 537 347 , 076 5311179(MR yasiru) Location- No.508/5 Avissawella Rd, Kaduwela
Note on U165: ====== ID#AAABU0VI05E (2024-08-29 06:55:09) [Threaded comment] Your version of Excel allows you to read this threaded comment; however, any edits to it will get removed if the file is opened in a newer version of Excel. Learn more: https://go.microsoft.com/fwlink/?linkid=870924 Comment: Seller- Chris Asia (Pvt) Ltd TP- 0112 537 347 , 076 5311179(MR yasiru) Location- No.508/5 Avissawella Rd, Kaduwela
Note on V165: ====== ID#AAABWUwfGzQ Muditha Aruppola (2024-09-26 07:27:15) Seller- Chris Asia (Pvt) Ltd TP- 0112 537 347 , 076 5311179(MR yasiru) Location- No.508/5 Avissawella Rd, Kaduwela
Note on W165: ====== ID#AAABXKFOK-U Muditha Aruppola (2024-09-26 07:27:15) Seller- Chris Asia (Pvt) Ltd TP- 0112 537 347 , 076 5311179(MR yasiru) Location- No.508/5 Avissawella Rd, Kaduwela
Note on S166: ====== ID#AAABUz9wr6g tc={C23074F2-9328-4834-80B7-134D7E3A9929} (2024-08-29 06:55:09) [Threaded comment] Your version of Excel allows you to read this threaded comment; however, any edits to it will get removed if the file is opened in a newer version of Excel. Learn more: https://go.microsoft.com/fwlink/?linkid=870924 Comment: Seller- U.B Perera & Company TP- 0112 913 928 Location- 159/3 Kandy - Colombo Rd, Kiribathgoda 11600
Note on T166: ====== ID#AAABU0VI1AE tc={276B3868-3897-4383-9270-D76FE8C7E29F} (2024-08-29 06:55:09) [Threaded comment] Your version of Excel allows you to read this threaded comment; however, any edits to it will get removed if the file is opened in a newer version of Excel. Learn more: https://go.microsoft.com/fwlink/?linkid=870924 Comment: Seller- U.B Perera & Company TP- 0112 913 928 Location- 159/3 Kandy - Colombo Rd, Kiribathgoda 11600
Note on U166: ====== ID#AAABUz9wr-A (2024-08-29 06:55:09) [Threaded comment] Your version of Excel allows you to read this threaded comment; however, any edits to it will get removed if the file is opened in a newer version of Excel. Learn more: https://go.microsoft.com/fwlink/?linkid=870924 Comment: Seller- U.B Perera & Company TP- 0112 913 928 Location- 159/3 Kandy - Colombo Rd, Kiribathgoda 11600
Note on V166: ====== ID#AAABWUwfGzU Muditha Aruppola (2024-09-26 07:27:18) Seller- Chris Asia (Pvt) Ltd TP- 0112 537 347 , 076 5311179(MR yasiru) Location- No.508/5 Avissawella Rd, Kaduwela
Note on W166: ====== ID#AAABXKEqTdc Muditha Aruppola (2024-09-26 07:27:18) Seller- Chris Asia (Pvt) Ltd TP- 0112 537 347 , 076 5311179(MR yasiru) Location- No.508/5 Avissawella Rd, Kaduwela
Note on S167: ====== ID#AAABU0VI1DA tc={25AD5FBB-1497-4782-A076-FBF9D9357D93} (2024-08-29 06:55:09) [Threaded comment] Your version of Excel allows you to read this threaded comment; however, any edits to it will get removed if the file is opened in a newer version of Excel. Learn more: https://go.microsoft.com/fwlink/?linkid=870924 Comment: Seller- U.B Perera & Company TP- 0112 913 928 Location- 159/3 Kandy - Colombo Rd, Kiribathgoda 11600
Note on T167: ====== ID#AAABU0VI06I tc={BEC57547-6AE2-46C0-A7B5-8BC51558057B} (2024-08-29 06:55:09) [Threaded comment] Your version of Excel allows you to read this threaded comment; however, any edits to it will get removed if the file is opened in a newer version of Excel. Learn more: https://go.microsoft.com/fwlink/?linkid=870924 Comment: Seller- U.B Perera & Company TP- 0112 913 928 Location- 159/3 Kandy - Colombo Rd, Kiribathgoda 11600
Note on U167: ====== ID#AAABU0VI0_Q (2024-08-29 06:55:09) [Threaded comment] Your version of Excel allows you to read this threaded comment; however, any edits to it will get removed if the file is opened in a newer version of Excel. Learn more: https://go.microsoft.com/fwlink/?linkid=870924 Comment: Seller- U.B Perera & Company TP- 0112 913 928 Location- 159/3 Kandy - Colombo Rd, Kiribathgoda 11600
Note on V167: ====== ID#AAABWUwfGzY Muditha Aruppola (2024-09-26 07:27:21) Seller- Chris Asia (Pvt) Ltd TP- 0112 537 347 , 076 5311179(MR yasiru) Location- No.508/5 Avissawella Rd, Kaduwela
Note on W167: ====== ID#AAABXKBgNwk Muditha Aruppola (2024-09-26 07:27:21) Seller- Chris Asia (Pvt) Ltd TP- 0112 537 347 , 076 5311179(MR yasiru) Location- No.508/5 Avissawella Rd, Kaduwela
Note on S168: ====== ID#AAABU0VI0_c tc={8075D972-8CB4-459B-AB0D-799200106CB9} (2024-08-29 06:55:09) [Threaded comment] Your version of Excel allows you to read this threaded comment; however, any edits to it will get removed if the file is opened in a newer version of Excel. Learn more: https://go.microsoft.com/fwlink/?linkid=870924 Comment: Seller- Indika Hardware TP- 0112 918 980 Location- XW8G+HJW, Peliyagoda
Note on T168: ====== ID#AAABUz9wr_k tc={B5F1349A-D1D9-4688-8564-8B4BCCC1E393} (2024-08-29 06:55:09) [Threaded comment] Your version of Excel allows you to read this threaded comment; however, any edits to it will get removed if the file is opened in a newer version of Excel. Learn more: https://go.microsoft.com/fwlink/?linkid=870924 Comment: Seller- Indika Hardware TP- 0112 918 980 Location- XW8G+HJW, Peliyagoda
Note on U168: ====== ID#AAABUz9wr9U (2024-08-29 06:55:09) Seller- Metecno lanka -Muditha Aruppola
Note on V168: ====== ID#AAABWUwfGzk Muditha Aruppola (2024-09-26 07:31:52) Seller- AFICO GLASSWOOL INSULATION TP- 0777202940
Note on W168: ====== ID#AAABXKFOK_Y Muditha Aruppola (2024-09-26 07:31:52) Seller- AFICO GLASSWOOL INSULATION TP- 0777202940
Note on W171: ====== ID#AAABXKBgNwQ tc={65E3D757-AC18-43D7-819D-6914C410985D} (2024-10-28 04:54:44) [Threaded comment] Your version of Excel allows you to read this threaded comment; however, any edits to it will get removed if the file is opened in a newer version of Excel. Learn more: https://go.microsoft.com/fwlink/?linkid=870924 Comment: Seller-Melwa TP-0777771005(Malith)
Note on W172: ====== ID#AAABXKBgNww tc={A997B3D3-0CBC-4FF3-A983-FE740CB1AB46} (2024-10-28 04:54:44) [Threaded comment] Your version of Excel allows you to read this threaded comment; however, any edits to it will get removed if the file is opened in a newer version of Excel. Learn more: https://go.microsoft.com/fwlink/?linkid=870924 Comment: Seller-Melwa TP-0777771005(Malith)
Note on V214: ====== ID#AAABWUoO9gE Muditha Aruppola (2024-09-26 09:13:21) Seller- Central Trading Lanka (Pvt)LTD. TP- 0112 905414
Note on W214: ====== ID#AAABXKFOK-g Muditha Aruppola (2024-09-26 09:13:21) Seller- Central Trading Lanka (Pvt)LTD. TP- 0112 905414
Note on V215: ====== ID#AAABWUoO9gI Muditha Aruppola (2024-09-26 09:13:26) Seller- Central Trading Lanka (Pvt)LTD. TP- 0112 905414
Note on W215: ====== ID#AAABXKFOK_A Muditha Aruppola (2024-09-26 09:13:21) Seller- Central Trading Lanka (Pvt)LTD. TP- 0112 905414
Note on V216: ====== ID#AAABWUoO9gM Muditha Aruppola (2024-09-26 09:13:29) Seller- Central Trading Lanka (Pvt)LTD. TP- 0112 905414
Note on W216: ====== ID#AAABXKFOK_E Muditha Aruppola (2024-09-26 09:13:29) Seller- Central Trading Lanka (Pvt)LTD. TP- 0112 905414
Note on V217: ====== ID#AAABWUoO9gQ Muditha Aruppola (2024-09-26 09:13:32) Seller- Central Trading Lanka (Pvt)LTD. TP- 0112 905414
Note on W217: ====== ID#AAABXKFOLBU Muditha Aruppola (2024-09-26 09:13:29) Seller- Central Trading Lanka (Pvt)LTD. TP- 0112 905414
Note on V218: ====== ID#AAABWUoO9gU Muditha Aruppola (2024-09-26 09:13:35) Seller- Central Trading Lanka (Pvt)LTD. TP- 0112 905414
Note on W218: ====== ID#AAABXKBgNwE Muditha Aruppola (2024-09-26 09:13:32) Seller- Central Trading Lanka (Pvt)LTD. TP- 0112 905414
Note on V219: ====== ID#AAABWUoO9gY Muditha Aruppola (2024-09-26 09:13:38) Seller- Central Trading Lanka (Pvt)LTD. TP- 0112 905414
Note on W219: ====== ID#AAABXKFOLCI Muditha Aruppola (2024-09-26 09:13:38) Seller- Central Trading Lanka (Pvt)LTD. TP- 0112 905414
Note on V220: ====== ID#AAABWUoO9gc Muditha Aruppola (2024-09-26 09:13:41) Seller- Central Trading Lanka (Pvt)LTD. TP- 0112 905414
Note on W220: ====== ID#AAABXKBgNwI Muditha Aruppola (2024-09-26 09:13:41) Seller- Central Trading Lanka (Pvt)LTD. TP- 0112 905414
Note on V222: ====== ID#AAABWUoO9gg Muditha Aruppola (2024-09-26 09:13:43) Seller- Central Trading Lanka (Pvt)LTD. TP- 0112 905414
Note on W222: ====== ID#AAABXKFOLBs Muditha Aruppola (2024-09-26 09:13:43) Seller- Central Trading Lanka (Pvt)LTD. TP- 0112 905414
Note on V223: ====== ID#AAABWUoO9gk Muditha Aruppola (2024-09-26 09:13:46) Seller- Central Trading Lanka (Pvt)LTD. TP- 0112 905414
Note on W223: ====== ID#AAABXKFOLCQ Muditha Aruppola (2024-09-26 09:13:46) Seller- Central Trading Lanka (Pvt)LTD. TP- 0112 905414
Note on V224: ====== ID#AAABWUoO9go Muditha Aruppola (2024-09-26 09:13:48) Seller- Central Trading Lanka (Pvt)LTD. TP- 0112 905414
Note on W224: ====== ID#AAABXKFOLAQ Muditha Aruppola (2024-09-26 09:13:48) Seller- Central Trading Lanka (Pvt)LTD. TP- 0112 905414
Note on T229: ====== ID#AAABU0VI06o tc={0B1C70B9-8E8E-490C-A3A9-2B40E4686A5A} (2024-08-29 06:55:09) [Threaded comment] Your version of Excel allows you to read this threaded comment; however, any edits to it will get removed if the file is opened in a newer version of Excel. Learn more: https://go.microsoft.com/fwlink/?linkid=870924 Comment: Seller-S A hardware TP- 0777849722 Location- Dehiwala
Note on U229: ====== ID#AAABU0VI1Bk (2024-08-29 06:55:09) [Threaded comment] Your version of Excel allows you to read this threaded comment; however, any edits to it will get removed if the file is opened in a newer version of Excel. Learn more: https://go.microsoft.com/fwlink/?linkid=870924 Comment: Seller-S A hardware TP- 0777849722 Location- Dehiwala
Note on V229: ====== ID#AAABWUoO9gs Muditha Aruppola (2024-09-26 09:13:56) Seller- Central Trading Lanka (Pvt)LTD. TP- 0112 905414
Note on T230: ====== ID#AAABUz9wr5U tc={36A716FF-038D-4EBD-8B0F-117958C7F73B} (2024-08-29 06:55:09) [Threaded comment] Your version of Excel allows you to read this threaded comment; however, any edits to it will get removed if the file is opened in a newer version of Excel. Learn more: https://go.microsoft.com/fwlink/?linkid=870924 Comment: Seller-S A hardware TP- 0777849722 Location- Dehiwala
Note on U230: ====== ID#AAABU0VI08o (2024-08-29 06:55:09) SELLER- PHOENIX -Muditha Aruppola
Note on V230: ====== ID#AAABWUoO9gw Muditha Aruppola (2024-09-26 09:13:59) Seller- Central Trading Lanka (Pvt)LTD. TP- 0112 905414
Note on T231: ====== ID#AAABUz9wr5w tc={6DCF9333-FA29-47E4-961D-525F6D58B4F2} (2024-08-29 06:55:09) [Threaded comment] Your version of Excel allows you to read this threaded comment; however, any edits to it will get removed if the file is opened in a newer version of Excel. Learn more: https://go.microsoft.com/fwlink/?linkid=870924 Comment: Seller-S A hardware TP- 0777849722 Location- Dehiwala
Note on U231: ====== ID#AAABU0VI08E (2024-08-29 06:55:09) SELLER- PHOENIX -Muditha Aruppola
Note on V231: ====== ID#AAABWUoO9g0 Muditha Aruppola (2024-09-26 09:14:01) Seller- Central Trading Lanka (Pvt)LTD. TP- 0112 905414
Note on T232: ====== ID#AAABU0VI084 tc={11AEA099-582E-4089-B7C1-CD125CE1FD9C} (2024-08-29 06:55:09) [Threaded comment] Your version of Excel allows you to read this threaded comment; however, any edits to it will get removed if the file is opened in a newer version of Excel. Learn more: https://go.microsoft.com/fwlink/?linkid=870924 Comment: Seller-S A hardware TP- 0777849722 Location- Dehiwala
Note on U232: ====== ID#AAABU0VI1GE (2024-08-29 06:55:09) SELLER- PHOENIX -Muditha Aruppola
Note on V232: ====== ID#AAABWUoO9g4 Muditha Aruppola (2024-09-26 09:14:17) Seller- Central Trading Lanka (Pvt)LTD. TP- 0112 905414
Note on T233: ====== ID#AAABU0VI1Ew tc={70756A93-0C89-4A59-A615-EA2A25F9F838} (2024-08-29 06:55:09) [Threaded comment] Your version of Excel allows you to read this threaded comment; however, any edits to it will get removed if the file is opened in a newer version of Excel. Learn more: https://go.microsoft.com/fwlink/?linkid=870924 Comment: Seller-S A hardware TP- 0777849722 Location- Dehiwala
Note on U233: ====== ID#AAABUz9wsAE (2024-08-29 06:55:09) Seller- NIPPON -Muditha Aruppola
Note on V233: ====== ID#AAABWUoO9g8 Muditha Aruppola (2024-09-26 09:14:20) Seller- Central Trading Lanka (Pvt)LTD. TP- 0112 905414
Note on T234: ====== ID#AAABU0VI0Mk tc={275470A7-8ECE-43AC-B1D5-BB04B4BF954E} (2024-08-29 06:55:09) [Threaded comment] Your version of Excel allows you to read this threaded comment; however, any edits to it will get removed if the file is opened in a newer version of Excel. Learn more: https://go.microsoft.com/fwlink/?linkid=870924 Comment: Seller-S A hardware TP- 0777849722 Location- Dehiwala
Note on U234: ====== ID#AAABU0VI0Is (2024-08-29 06:55:09) seller- ROHANA HARDWARE -Muditha Aruppola
Note on V234: ====== ID#AAABWUoO9hA Muditha Aruppola (2024-09-26 09:14:22) Seller- Central Trading Lanka (Pvt)LTD. TP- 0112 905414
Note on T235: ====== ID#AAABUz9wr4k tc={335B9148-E87E-4895-97A3-1CE615007827} (2024-08-29 06:55:08) [Threaded comment] Your version of Excel allows you to read this threaded comment; however, any edits to it will get removed if the file is opened in a newer version of Excel. Learn more: https://go.microsoft.com/fwlink/?linkid=870924 Comment: Seller-S A hardware TP- 0777849722 Location- Dehiwala
Note on U235: ====== ID#AAABUz9wr58 (2024-08-29 06:55:09) Seller- ROHANA HARDWARE -Muditha Aruppola
Note on V235: ====== ID#AAABWUoO9hE Muditha Aruppola (2024-09-26 09:14:25) Seller- Central Trading Lanka (Pvt)LTD. TP- 0112 905414
Note on S243: ====== ID#AAABUz9wsAM tc={B2BDF1C7-E82B-4069-8800-A101C07A0065} (2024-08-29 06:55:09) [Threaded comment] Your version of Excel allows you to read this threaded comment; however, any edits to it will get removed if the file is opened in a newer version of Excel. Learn more: https://go.microsoft.com/fwlink/?linkid=870924 Comment: Seller- Naveen Ceramic TP- 0112 345 197 Location- 297/12 George R De Silva Mawatha, Colombo 01300
Note on T243: ====== ID#AAABUz9wr_M tc={424786EE-0BFD-4906-9431-3B4A23901626} (2024-08-29 06:55:09) [Threaded comment] Your version of Excel allows you to read this threaded comment; however, any edits to it will get removed if the file is opened in a newer version of Excel. Learn more: https://go.microsoft.com/fwlink/?linkid=870924 Comment: Seller- Naveen Ceramic TP- 0112 345 197 Location- 297/12 George R De Silva Mawatha, Colombo 01300
Note on U243: ====== ID#AAABU0VI1HI (2024-08-29 06:55:10) Seller- Naveen Ceramic TP- 0112 345 197 Location- 297/12 George R De Silva Mawatha, Colombo 01300 -Muditha Aruppola
Note on S244: ====== ID#AAABU0VI0L8 tc={766466E4-D955-47B8-92BE-ECF6DD578967} (2024-08-29 06:55:09) [Threaded comment] Your version of Excel allows you to read this threaded comment; however, any edits to it will get removed if the file is opened in a newer version of Excel. Learn more: https://go.microsoft.com/fwlink/?linkid=870924 Comment: Seller- Naveen Ceramic TP- 0112 345 197 Location- 297/12 George R De Silva Mawatha, Colombo 01300
Note on T244: ====== ID#AAABU0VI0IY tc={9D14B6E5-4834-41EB-A549-CA034AFB6164} (2024-08-29 06:55:09) [Threaded comment] Your version of Excel allows you to read this threaded comment; however, any edits to it will get removed if the file is opened in a newer version of Excel. Learn more: https://go.microsoft.com/fwlink/?linkid=870924 Comment: Seller- Naveen Ceramic TP- 0112 345 197 Location- 297/12 George R De Silva Mawatha, Colombo 01300
Note on U244: ====== ID#AAABUz9wr94 (2024-08-29 06:55:09) [Threaded comment] Your version of Excel allows you to read this threaded comment; however, any edits to it will get removed if the file is opened in a newer version of Excel. Learn more: https://go.microsoft.com/fwlink/?linkid=870924 Comment: Seller- Naveen Ceramic TP- 0112 345 197 Location- 297/12 George R De Silva Mawatha, Colombo 01300
Note on S245: ====== ID#AAABUz9wr7M tc={482E046D-7066-474F-817B-EF3445B0CEDA} (2024-08-29 06:55:09) [Threaded comment] Your version of Excel allows you to read this threaded comment; however, any edits to it will get removed if the file is opened in a newer version of Excel. Learn more: https://go.microsoft.com/fwlink/?linkid=870924 Comment: Seller- Naveen Ceramic TP- 0112 345 197 Location- 297/12 George R De Silva Mawatha, Colombo 01300
Note on T245: ====== ID#AAABU0VI1FE tc={F34A56DC-C86A-4A2A-A8CE-257ADDBCDB0B} (2024-08-29 06:55:09) [Threaded comment] Your version of Excel allows you to read this threaded comment; however, any edits to it will get removed if the file is opened in a newer version of Excel. Learn more: https://go.microsoft.com/fwlink/?linkid=870924 Comment: Seller- Naveen Ceramic TP- 0112 345 197 Location- 297/12 George R De Silva Mawatha, Colombo 01300
Note on U245: ====== ID#AAABU0VI0Io (2024-08-29 06:55:09) Seller- Naveen Ceramic TP- 0112 345 197 Location- 297/12 George R De Silva Mawatha, Colombo 01300 -Muditha Aruppola
Note on S247: ====== ID#AAABUz9wr7g tc={11AB1B57-EA20-4E9E-89B4-B4CDFCBA10A9} (2024-08-29 06:55:09) [Threaded comment] Your version of Excel allows you to read this threaded comment; however, any edits to it will get removed if the file is opened in a newer version of Excel. Learn more: https://go.microsoft.com/fwlink/?linkid=870924 Comment: Seller- Sri Lankan Granite & Marble TP- 077 776 1808 Location- 104 Old Kesbewa Rd, Nugegoda
Note on T247: ====== ID#AAABUz9wr8k tc={5ECCFA37-721D-4D4E-BAF0-6B5472FE98FC} (2024-08-29 06:55:09) [Threaded comment] Your version of Excel allows you to read this threaded comment; however, any edits to it will get removed if the file is opened in a newer version of Excel. Learn more: https://go.microsoft.com/fwlink/?linkid=870924 Comment: Seller- Sri Lankan Granite & Marble TP- 077 776 1808 Location- 104 Old Kesbewa Rd, Nugegoda
Note on U247: ====== ID#AAABU0VI1G0 (2024-08-29 06:55:10) [Threaded comment] Your version of Excel allows you to read this threaded comment; however, any edits to it will get removed if the file is opened in a newer version of Excel. Learn more: https://go.microsoft.com/fwlink/?linkid=870924 Comment: Seller- Sri Lankan Granite & Marble TP- 077 776 1808 Location- 104 Old Kesbewa Rd, Nugegoda
Note on W247: ====== ID#AAABXKEqTdY tc={9AC17DF6-B6EB-43BA-903F-111FD04F90EA} (2024-10-28 04:54:44) [Threaded comment] Your version of Excel allows you to read this threaded comment; however, any edits to it will get removed if the file is opened in a newer version of Excel. Learn more: https://go.microsoft.com/fwlink/?linkid=870924 Comment: Seller- Free Lanka Granite (Pvt) Ltd Location- 597 Nawala Rd, Sri Jayawardenepura Kotte 10100 TP- 0112 693 757
Note on S248: ====== ID#AAABUz9wsAk tc={662A99F9-D646-4E63-B2EA-7B7F7A094512} (2024-08-29 06:55:09) [Threaded comment] Your version of Excel allows you to read this threaded comment; however, any edits to it will get removed if the file is opened in a newer version of Excel. Learn more: https://go.microsoft.com/fwlink/?linkid=870924 Comment: Seller- Ally Weerasinghe TP- 0112 888 359 Location- 617 Welikada-Nawala Rd, Sri Jayawardenepura Kotte 10109
Note on T248: ====== ID#AAABUz9wr70 tc={70C00769-F363-439C-B905-8E34F303B6F9} (2024-08-29 06:55:09) [Threaded comment] Your version of Excel allows you to read this threaded comment; however, any edits to it will get removed if the file is opened in a newer version of Excel. Learn more: https://go.microsoft.com/fwlink/?linkid=870924 Comment: Seller- Ally Weerasinghe TP- 0112 888 359 Location- 617 Welikada-Nawala Rd, Sri Jayawardenepura Kotte 10109
Note on U248: ====== ID#AAABU0VI06Y (2024-08-29 06:55:09) [Threaded comment] Your version of Excel allows you to read this threaded comment; however, any edits to it will get removed if the file is opened in a newer version of Excel. Learn more: https://go.microsoft.com/fwlink/?linkid=870924 Comment: Seller- Ally Weerasinghe TP- 0112 888 359 Location- 617 Welikada-Nawala Rd, Sri Jayawardenepura Kotte 10109
Note on W248: ====== ID#AAABXKFOK_U tc={304596A8-CD4D-4BE6-ABB8-E7621F76D485} (2024-10-28 04:54:45) [Threaded comment] Your version of Excel allows you to read this threaded comment; however, any edits to it will get removed if the file is opened in a newer version of Excel. Learn more: https://go.microsoft.com/fwlink/?linkid=870924 Comment: Seller- Free Lanka Granite (Pvt) Ltd Location- 597 Nawala Rd, Sri Jayawardenepura Kotte 10100 TP- 0112 693 757
Note on S249: ====== ID#AAABU0VI06E tc={C111BD22-618D-4F93-940D-E7327E44485D} (2024-08-29 06:55:09) [Threaded comment] Your version of Excel allows you to read this threaded comment; however, any edits to it will get removed if the file is opened in a newer version of Excel. Learn more: https://go.microsoft.com/fwlink/?linkid=870924 Comment: Seller- Hasandu Marble And Granite TP- 0755185999 / 0763277228 Location- Galu Road , Ahungalla , Galle
Note on T249: ====== ID#AAABU0VI1A4 tc={0D455C87-10C6-4C7B-AFE4-B8847129332F} (2024-08-29 06:55:09) [Threaded comment] Your version of Excel allows you to read this threaded comment; however, any edits to it will get removed if the file is opened in a newer version of Excel. Learn more: https://go.microsoft.com/fwlink/?linkid=870924 Comment: Seller- Hasandu Marble And Granite TP- 0755185999 / 0763277228 Location- Galu Road , Ahungalla , Galle
Note on U249: ====== ID#AAABU0VI09Y (2024-08-29 06:55:09) Seller- Sri Lankan Granite & Marble TP- 077 776 1808 Location- 104 Old Kesbewa Rd, Nugegoda -Muditha Aruppola
Note on W249: ====== ID#AAABXKFOLAc tc={ED4FEC63-FD12-4B0D-97B4-D76BCB60514D} (2024-10-28 04:54:45) [Threaded comment] Your version of Excel allows you to read this threaded comment; however, any edits to it will get removed if the file is opened in a newer version of Excel. Learn more: https://go.microsoft.com/fwlink/?linkid=870924 Comment: Seller- Sri Lankan Granite & Marble TP- 077 776 1808 Location- 104 Old Kesbewa Rd, Nugegoda -Muditha Aruppola
Note on V251: ====== ID#AAABWUoO9hI Muditha Aruppola (2024-09-26 09:22:57) Seller- Jayasiri Enterprises (Pvt) Ltd TP- 0112 801 216
Note on W251: ====== ID#AAABXKFOK_8 tc={786BE62F-DE35-40D3-BAD8-DB158AEFF2EA} (2024-10-28 04:54:45) [Threaded comment] Your version of Excel allows you to read this threaded comment; however, any edits to it will get removed if the file is opened in a newer version of Excel. Learn more: https://go.microsoft.com/fwlink/?linkid=870924 Comment: Seller- Jayasiri Enterprises (Pvt) Ltd TP- 0112 801 216
Note on S252: ====== ID#AAABU0VI1G8 tc={474FCF9E-56EE-49E2-B972-4962B6AEDEA6} (2024-08-29 06:55:10) [Threaded comment] Your version of Excel allows you to read this threaded comment; however, any edits to it will get removed if the file is opened in a newer version of Excel. Learn more: https://go.microsoft.com/fwlink/?linkid=870924 Comment: Seller- Indika Hardware TP- 0112 918 980 Location- XW8G+HJW, Peliyagoda
Note on T252: ====== ID#AAABUz9wr6k tc={E4D672F7-1A7D-4613-A402-BCB4B354C7D2} (2024-08-29 06:55:09) [Threaded comment] Your version of Excel allows you to read this threaded comment; however, any edits to it will get removed if the file is opened in a newer version of Excel. Learn more: https://go.microsoft.com/fwlink/?linkid=870924 Comment: Seller- Indika Hardware TP- 0112 918 980 Location- XW8G+HJW, Peliyagoda
Note on U252: ====== ID#AAABU0VI1Fc (2024-08-29 06:55:09) [Threaded comment] Your version of Excel allows you to read this threaded comment; however, any edits to it will get removed if the file is opened in a newer version of Excel. Learn more: https://go.microsoft.com/fwlink/?linkid=870924 Comment: Seller- Indika Hardware TP- 0112 918 980 Location- XW8G+HJW, Peliyagoda
Note on V252: ====== ID#AAABWUoO9hM Muditha Aruppola (2024-09-26 09:22:59) Seller- Jayasiri Enterprises (Pvt) Ltd TP- 0112 801 216
Note on W252: ====== ID#AAABXKFOLAA tc={8DF3BE37-862B-4721-BA81-111882058034} (2024-10-28 04:54:45) [Threaded comment] Your version of Excel allows you to read this threaded comment; however, any edits to it will get removed if the file is opened in a newer version of Excel. Learn more: https://go.microsoft.com/fwlink/?linkid=870924 Comment: Seller- Indika Hardware TP- 0112 918 980 Location- XW8G+HJW, Peliyagoda
Note on Y252: ====== ID#AAABSlUTEwA Muditha Aruppola (2024-12-30 03:31:01) Seller- Jayasiri Enterprises (Pvt) Ltd TP- 0112 801 216
Note on S253: ====== ID#AAABUz9wsAs tc={FADF68A0-5F6A-4503-BC8A-C033F7BB0D8D} (2024-08-29 06:55:09) [Threaded comment] Your version of Excel allows you to read this threaded comment; however, any edits to it will get removed if the file is opened in a newer version of Excel. Learn more: https://go.microsoft.com/fwlink/?linkid=870924 Comment: Seller- Indika Hardware TP- 0112 918 980 Location- XW8G+HJW, Peliyagoda
Note on T253: ====== ID#AAABU0VI060 tc={81CF5573-751C-4D96-8AB8-9C7DFAF2803D} (2024-08-29 06:55:09) [Threaded comment] Your version of Excel allows you to read this threaded comment; however, any edits to it will get removed if the file is opened in a newer version of Excel. Learn more: https://go.microsoft.com/fwlink/?linkid=870924 Comment: Seller- Indika Hardware TP- 0112 918 980 Location- XW8G+HJW, Peliyagoda
Note on U253: ====== ID#AAABU0VI0KM (2024-08-29 06:55:09) [Threaded comment] Your version of Excel allows you to read this threaded comment; however, any edits to it will get removed if the file is opened in a newer version of Excel. Learn more: https://go.microsoft.com/fwlink/?linkid=870924 Comment: Seller- Indika Hardware TP- 0112 918 980 Location- XW8G+HJW, Peliyagoda
Note on V253: ====== ID#AAABWUoO9hQ Muditha Aruppola (2024-09-26 09:23:01) Seller- Jayasiri Enterprises (Pvt) Ltd TP- 0112 801 216
Note on W253: ====== ID#AAABXKFOK98 tc={430C05E8-2C8B-4F0D-8F2B-9FC51229670E} (2024-10-28 04:54:45) [Threaded comment] Your version of Excel allows you to read this threaded comment; however, any edits to it will get removed if the file is opened in a newer version of Excel. Learn more: https://go.microsoft.com/fwlink/?linkid=870924 Comment: Seller- Indika Hardware TP- 0112 918 980 Location- XW8G+HJW, Peliyagoda
Note on Y253: ====== ID#AAABSlUTEwE Muditha Aruppola (2024-12-30 03:31:28) Seller- Jayasiri Enterprises (Pvt) Ltd TP- 0112 801 216
Note on T281: ====== ID#AAABU0VI1G4 tc={ED7145AD-6D36-4830-BBDF-27D9E9C1AC28} (2024-08-29 06:55:10) [Threaded comment] Your version of Excel allows you to read this threaded comment; however, any edits to it will get removed if the file is opened in a newer version of Excel. Learn more: https://go.microsoft.com/fwlink/?linkid=870924 Comment: Seller- U.B Perera & Company TP- 0112 913 928 Location- 159/3 Kandy - Colombo Rd, Kiribathgoda 11600
Note on U281: ====== ID#AAABU0VI1Ac (2024-08-29 06:55:09) [Threaded comment] Your version of Excel allows you to read this threaded comment; however, any edits to it will get removed if the file is opened in a newer version of Excel. Learn more: https://go.microsoft.com/fwlink/?linkid=870924 Comment: Seller- U.B Perera & Company TP- 0112 913 928 Location- 159/3 Kandy - Colombo Rd, Kiribathgoda 11600
Note on W281: ====== ID#AAABXKFOLA8 tc={6F53A71F-8CC1-41CA-B205-27BA3BD2ED8F} (2024-10-28 04:54:45) [Threaded comment] Your version of Excel allows you to read this threaded comment; however, any edits to it will get removed if the file is opened in a newer version of Excel. Learn more: https://go.microsoft.com/fwlink/?linkid=870924 Comment: Seller- Palliyaguru Hardware TP- 0112 545 451 Location- RWV7+78Q, Dehiwala Rd, Boralesgamuwa
Note on T282: ====== ID#AAABU0VI1AM tc={4CB28AD0-7C58-4C23-83BA-76F9EC487322} (2024-08-29 06:55:09) [Threaded comment] Your version of Excel allows you to read this threaded comment; however, any edits to it will get removed if the file is opened in a newer version of Excel. Learn more: https://go.microsoft.com/fwlink/?linkid=870924 Comment: Seller- U.B Perera & Company TP- 0112 913 928 Location- 159/3 Kandy - Colombo Rd, Kiribathgoda 11600
Note on U282: ====== ID#AAABUz9wr-4 (2024-08-29 06:55:09) [Threaded comment] Your version of Excel allows you to read this threaded comment; however, any edits to it will get removed if the file is opened in a newer version of Excel. Learn more: https://go.microsoft.com/fwlink/?linkid=870924 Comment: Seller- U.B Perera & Company TP- 0112 913 928 Location- 159/3 Kandy - Colombo Rd, Kiribathgoda 11600
Note on W282: ====== ID#AAABXKFOK94 tc={8E57652F-E56F-4943-895C-69F4010DB054} (2024-10-28 04:54:45) [Threaded comment] Your version of Excel allows you to read this threaded comment; however, any edits to it will get removed if the file is opened in a newer version of Excel. Learn more: https://go.microsoft.com/fwlink/?linkid=870924 Comment: Seller- Palliyaguru Hardware TP- 0112 545 451 Location- RWV7+78Q, Dehiwala Rd, Boralesgamuwa
Note on T283: ====== ID#AAABU0VI094 tc={CC1F584D-556C-407B-9CEB-3F85808167CF} (2024-08-29 06:55:09) [Threaded comment] Your version of Excel allows you to read this threaded comment; however, any edits to it will get removed if the file is opened in a newer version of Excel. Learn more: https://go.microsoft.com/fwlink/?linkid=870924 Comment: Seller- U.B Perera & Company TP- 0112 913 928 Location- 159/3 Kandy - Colombo Rd, Kiribathgoda 11600
Note on U283: ====== ID#AAABU0VI0Jw (2024-08-29 06:55:09) [Threaded comment] Your version of Excel allows you to read this threaded comment; however, any edits to it will get removed if the file is opened in a newer version of Excel. Learn more: https://go.microsoft.com/fwlink/?linkid=870924 Comment: Seller- U.B Perera & Company TP- 0112 913 928 Location- 159/3 Kandy - Colombo Rd, Kiribathgoda 11600
Note on W283: ====== ID#AAABXKEqTcw tc={01216B53-5367-479D-873F-3BBE0E8E3F8D} (2024-10-28 04:54:44) [Threaded comment] Your version of Excel allows you to read this threaded comment; however, any edits to it will get removed if the file is opened in a newer version of Excel. Learn more: https://go.microsoft.com/fwlink/?linkid=870924 Comment: Seller- Palliyaguru Hardware TP- 0112 545 451 Location- RWV7+78Q, Dehiwala Rd, Boralesgamuwa
Note on T285: ====== ID#AAABUz9wr-Q tc={30C210E2-7E69-4F7F-848F-64A60220F57D} (2024-08-29 06:55:09) [Threaded comment] Your version of Excel allows you to read this threaded comment; however, any edits to it will get removed if the file is opened in a newer version of Excel. Learn more: https://go.microsoft.com/fwlink/?linkid=870924 Comment: Seller- FM hardware TP- 0713819085, 0766390690 Location- 321, Bollegala, Gonawala
Note on U285: ====== ID#AAABU0VI1Es (2024-08-29 06:55:09) Seller- FM hardware TP- 0713819085, 0766390690 Location- 321, Bollegala, Gonawala -Muditha Aruppola
Note on V285: ====== ID#AAABWBHlOMg Muditha Aruppola (2024-09-29 06:08:26) Seller- FM hardware TP- 0713819085, 0766390690 Location- 321, Bollegala, Gonawala
Note on W285: ====== ID#AAABXKFOK-A Muditha Aruppola (2024-09-29 06:08:26) Seller- FM hardware TP- 0713819085, 0766390690 Location- 321, Bollegala, Gonawala
Note on T286: ====== ID#AAABUz9wsA4 tc={ECEBC1A5-0172-459B-9675-EF671FE62198} (2024-08-29 06:55:09) [Threaded comment] Your version of Excel allows you to read this threaded comment; however, any edits to it will get removed if the file is opened in a newer version of Excel. Learn more: https://go.microsoft.com/fwlink/?linkid=870924 Comment: Seller- FM hardware TP- 0713819085, 0766390690 Location- 321, Bollegala, Gonawala
Note on U286: ====== ID#AAABU0VI0-8 (2024-08-29 06:55:09) Seller- FM hardware TP- 0713819085, 0766390690 Location- 321, Bollegala, Gonawala -Muditha Aruppola
Note on V286: ====== ID#AAABWBHlOMk Muditha Aruppola (2024-09-29 06:08:29) Seller- FM hardware TP- 0713819085, 0766390690 Location- 321, Bollegala, Gonawala
Note on W286: ====== ID#AAABXKEqTdI Muditha Aruppola (2024-09-29 06:08:29) Seller- FM hardware TP- 0713819085, 0766390690 Location- 321, Bollegala, Gonawala
Note on T287: ====== ID#AAABUz9wr4g tc={26313A60-7409-4EEE-AFEB-22BA06AE69DA} (2024-08-29 06:55:08) [Threaded comment] Your version of Excel allows you to read this threaded comment; however, any edits to it will get removed if the file is opened in a newer version of Excel. Learn more: https://go.microsoft.com/fwlink/?linkid=870924 Comment: Seller- FM hardware TP- 0713819085, 0766390690 Location- 321, Bollegala, Gonawala
Note on U287: ====== ID#AAABUz9wr7Q (2024-08-29 06:55:09) Seller- FM hardware TP- 0713819085, 0766390690 Location- 321, Bollegala, Gonawala -Muditha Aruppola
Note on V287: ====== ID#AAABWBHlOMo Muditha Aruppola (2024-09-29 06:08:32) Seller- FM hardware TP- 0713819085, 0766390690 Location- 321, Bollegala, Gonawala
Note on W287: ====== ID#AAABXKFOLBA Muditha Aruppola (2024-09-29 06:08:32) Seller- FM hardware TP- 0713819085, 0766390690 Location- 321, Bollegala, Gonawala
Note on T288: ====== ID#AAABUz9wr8g tc={68180F86-46F2-43E5-81B7-6C75AAB62C8E} (2024-08-29 06:55:09) [Threaded comment] Your version of Excel allows you to read this threaded comment; however, any edits to it will get removed if the file is opened in a newer version of Excel. Learn more: https://go.microsoft.com/fwlink/?linkid=870924 Comment: Seller- FM hardware TP- 0713819085, 0766390690 Location- 321, Bollegala, Gonawala
Note on U288: ====== ID#AAABUz9wr88 (2024-08-29 06:55:09) Seller- FM hardware TP- 0713819085, 0766390690 Location- 321, Bollegala, Gonawala -Muditha Aruppola
Note on V288: ====== ID#AAABWBHlOMs Muditha Aruppola (2024-09-29 06:08:35) Seller- FM hardware TP- 0713819085, 0766390690 Location- 321, Bollegala, Gonawala
Note on W288: ====== ID#AAABXKFOK9E Muditha Aruppola (2024-09-29 06:08:35) Seller- FM hardware TP- 0713819085, 0766390690 Location- 321, Bollegala, Gonawala
Note on T290: ====== ID#AAABU0VI0I4 tc={D2719464-EF50-4C8E-A611-3830DF636270} (2024-08-29 06:55:09) [Threaded comment] Your version of Excel allows you to read this threaded comment; however, any edits to it will get removed if the file is opened in a newer version of Excel. Learn more: https://go.microsoft.com/fwlink/?linkid=870924 Comment: Seller- U.B Perera & Company TP- 0112 913 928 Location- 159/3 Kandy - Colombo Rd, Kiribathgoda 11600
Note on U290: ====== ID#AAABUz9wr8U tc={2459D672-8CE7-4D36-A0D0-C5411A41041B} (2024-08-29 06:55:09) [Threaded comment] Your version of Excel allows you to read this threaded comment; however, any edits to it will get removed if the file is opened in a newer version of Excel. Learn more: https://go.microsoft.com/fwlink/?linkid=870924 Comment: Seller- U.B Perera & Company TP- 0112 913 928 Location- 159/3 Kandy - Colombo Rd, Kiribathgoda 11600
Note on W290: ====== ID#AAABXKFOLAw tc={1DF26E95-D48F-4484-8BA4-6EAD26272A0A} (2024-10-28 04:54:45) [Threaded comment] Your version of Excel allows you to read this threaded comment; however, any edits to it will get removed if the file is opened in a newer version of Excel. Learn more: https://go.microsoft.com/fwlink/?linkid=870924 Comment: Seller- Palliyaguru Hardware TP- 0112 545 451 Location- RWV7+78Q, Dehiwala Rd, Boralesgamuwa
Note on S291: ====== ID#AAABU0VI1Ck tc={8B6904F5-2177-4D69-BC12-77D3476F4336} (2024-08-29 06:55:09) [Threaded comment] Your version of Excel allows you to read this threaded comment; however, any edits to it will get removed if the file is opened in a newer version of Excel. Learn more: https://go.microsoft.com/fwlink/?linkid=870924 Comment: Seller-S A hardware TP- 0777849722 Location- Dehiwala
Note on T291: ====== ID#AAABU0VI1CQ tc={D33D8018-550A-4E4C-B527-C6C1DE8368D3} (2024-08-29 06:55:09) [Threaded comment] Your version of Excel allows you to read this threaded comment; however, any edits to it will get removed if the file is opened in a newer version of Excel. Learn more: https://go.microsoft.com/fwlink/?linkid=870924 Comment: Seller-S A hardware TP- 0777849722 Location- Dehiwala
Note on U291: ====== ID#AAABUz9wr4Q tc={E928F17F-22C6-4FA4-9F60-ECA15340AAFD} (2024-08-29 06:55:08) [Threaded comment] Your version of Excel allows you to read this threaded comment; however, any edits to it will get removed if the file is opened in a newer version of Excel. Learn more: https://go.microsoft.com/fwlink/?linkid=870924 Comment: Seller-S A hardware TP- 0777849722 Location- Dehiwala
Note on S292: ====== ID#AAABUz9wr5g tc={21718C4D-BFC3-4BD1-9DF2-58BDDEE56963} (2024-08-29 06:55:09) [Threaded comment] Your version of Excel allows you to read this threaded comment; however, any edits to it will get removed if the file is opened in a newer version of Excel. Learn more: https://go.microsoft.com/fwlink/?linkid=870924 Comment: Seller-S A hardware TP- 0777849722 Location- Dehiwala
Note on T292: ====== ID#AAABU0VI0Iw tc={7C2087FB-D304-4861-8DE1-1EA63AB2177B} (2024-08-29 06:55:09) [Threaded comment] Your version of Excel allows you to read this threaded comment; however, any edits to it will get removed if the file is opened in a newer version of Excel. Learn more: https://go.microsoft.com/fwlink/?linkid=870924 Comment: Seller-S A hardware TP- 0777849722 Location- Dehiwala
Note on U292: ====== ID#AAABU0VI0Mg tc={0D0D2052-F471-4336-B0B2-C77CD868F688} (2024-08-29 06:55:09) [Threaded comment] Your version of Excel allows you to read this threaded comment; however, any edits to it will get removed if the file is opened in a newer version of Excel. Learn more: https://go.microsoft.com/fwlink/?linkid=870924 Comment: Seller-S A hardware TP- 0777849722 Location- Dehiwala
Note on S293: ====== ID#AAABU0VI0Lk tc={8AC7F675-00C4-4D33-8E08-F6979BFC344C} (2024-08-29 06:55:09) [Threaded comment] Your version of Excel allows you to read this threaded comment; however, any edits to it will get removed if the file is opened in a newer version of Excel. Learn more: https://go.microsoft.com/fwlink/?linkid=870924 Comment: Seller- U.B Perera & Company TP- 0112 913 928 Location- 159/3 Kandy - Colombo Rd, Kiribathgoda 11600
Note on T293: ====== ID#AAABU0VI1Bo tc={94C1CF49-3134-4770-A2FA-6E435867E0CD} (2024-08-29 06:55:09) [Threaded comment] Your version of Excel allows you to read this threaded comment; however, any edits to it will get removed if the file is opened in a newer version of Excel. Learn more: https://go.microsoft.com/fwlink/?linkid=870924 Comment: Seller- U.B Perera & Company TP- 0112 913 928 Location- 159/3 Kandy - Colombo Rd, Kiribathgoda 11600
Note on U293: ====== ID#AAABUz9wr5Q tc={6909A61A-70DB-4D9F-B4E0-FD85DE313272} (2024-08-29 06:55:09) [Threaded comment] Your version of Excel allows you to read this threaded comment; however, any edits to it will get removed if the file is opened in a newer version of Excel. Learn more: https://go.microsoft.com/fwlink/?linkid=870924 Comment: Seller- U.B Perera & Company TP- 0112 913 928 Location- 159/3 Kandy - Colombo Rd, Kiribathgoda 11600
Note on S323: ====== ID#AAABU0VI07o tc={5A01EC41-D172-474E-98C5-D334CDD6B384} (2024-08-29 06:55:09) [Threaded comment] Your version of Excel allows you to read this threaded comment; however, any edits to it will get removed if the file is opened in a newer version of Excel. Learn more: https://go.microsoft.com/fwlink/?linkid=870924 Comment: Seller- SAMAN HARDWARE TP- 0112 837 586 Location- 15 Neelammahara Road, Maharagama 10280
Note on T323: ====== ID#AAABU0VI1E4 tc={FCD87DAE-755E-4A5E-A0B0-E629F3AE356A} (2024-08-29 06:55:09) [Threaded comment] Your version of Excel allows you to read this threaded comment; however, any edits to it will get removed if the file is opened in a newer version of Excel. Learn more: https://go.microsoft.com/fwlink/?linkid=870924 Comment: Seller- SAMAN HARDWARE TP- 0112 837 586 Location- 15 Neelammahara Road, Maharagama 10280
Note on U323: ====== ID#AAABU0VI07g (2024-08-29 06:55:09) Seller- High Level Aluminium (Pvt) Ltd TP- 0112 746 518 Location- 350 Avissawella Rd, Pannipitiya 10230 -Muditha Aruppola
Note on S324: ====== ID#AAABUz9wr-I tc={8508FE14-768C-4A76-95CB-4C16EC06CA3B} (2024-08-29 06:55:09) [Threaded comment] Your version of Excel allows you to read this threaded comment; however, any edits to it will get removed if the file is opened in a newer version of Excel. Learn more: https://go.microsoft.com/fwlink/?linkid=870924 Comment: Seller- SAMAN HARDWARE TP- 0112 837 586 Location- 15 Neelammahara Road, Maharagama 10280
Note on T324: ====== ID#AAABUz9wr48 tc={FC7A327F-F1B8-4DEC-81A3-987FC9EE79C6} (2024-08-29 06:55:09) [Threaded comment] Your version of Excel allows you to read this threaded comment; however, any edits to it will get removed if the file is opened in a newer version of Excel. Learn more: https://go.microsoft.com/fwlink/?linkid=870924 Comment: Seller- SAMAN HARDWARE TP- 0112 837 586 Location- 15 Neelammahara Road, Maharagama 10280
Note on U324: ====== ID#AAABU0VI1Fk (2024-08-29 06:55:09) Seller- High Level Aluminium (Pvt) Ltd TP- 0112 746 518 Location- 350 Avissawella Rd, Pannipitiya 10230 -Muditha Aruppola
Note on S325: ====== ID#AAABUz9wr40 tc={E12A0AD8-EF07-405E-9B3E-44A4FE464EDE} (2024-08-29 06:55:08) [Threaded comment] Your version of Excel allows you to read this threaded comment; however, any edits to it will get removed if the file is opened in a newer version of Excel. Learn more: https://go.microsoft.com/fwlink/?linkid=870924 Comment: Seller- SAMAN HARDWARE TP- 0112 837 586 Location- 15 Neelammahara Road, Maharagama 10280
Note on T325: ====== ID#AAABUz9wr_0 tc={78104571-F387-476B-8A7E-38EDB8176273} (2024-08-29 06:55:09) [Threaded comment] Your version of Excel allows you to read this threaded comment; however, any edits to it will get removed if the file is opened in a newer version of Excel. Learn more: https://go.microsoft.com/fwlink/?linkid=870924 Comment: Seller- SAMAN HARDWARE TP- 0112 837 586 Location- 15 Neelammahara Road, Maharagama 10280
Note on U325: ====== ID#AAABU0VI1EE (2024-08-29 06:55:09) [Threaded comment] Your version of Excel allows you to read this threaded comment; however, any edits to it will get removed if the file is opened in a newer version of Excel. Learn more: https://go.microsoft.com/fwlink/?linkid=870924 Comment: Seller- High Level Aluminium (Pvt) Ltd TP- 0112 746 518 Location- 350 Avissawella Rd, Pannipitiya 10230

## Electrical
Materials Prices Fluctuation Analysis (Excluding VAT & including SSCL)
[5 empty] | 6 | 7 | 8 | 9 |  |  | 9
Nr | Materials list |  | QTY | Unit | 2023-06-30 | 2023-07-31 | 2023-08-31 | 2023-09-30 | 2023-10-31 | 2023-11-30 | 2023-12-23 | 2024-01-23 | 2024-02-23 | 2024-03-23 | 2024-04-23 | 2024-05-23 | 2024-06-23 | 2024-07-23 | 2024-08-23 | 2024-09-29 | 2024-10-29 | 2024-11-29 | 2025-01-06 | Source | Category | SubCategory | SubSubCategory
WIRES
1 | Cu/PVC/PVC 1/.044 cable | 1mm2 | 1 | 100m | 2024-06-23: 6144.0678; 2024-07-23: 6144.0678; 2024-08-23: 6144.0678; 2024-09-29: 6144.0678; 2024-10-29: 6144.0678; 2024-11-29: 6144.0678; 2025-01-06: 6144.0678 | ACL Cables | WIRES
2 | Cu/PVC/PVC 7/.021 cable single | 1.5mm2 | 1 | 100m | 2024-06-23: 12279.661; 2024-07-23: 12279.661; 2024-08-23: 12279.661; 2024-09-29: 12279.661; 2024-10-29: 12279.661; 2024-11-29: 12279.661; 2025-01-06: 12279.661 | ACL Cables | WIRES
3 | Cu/PVC/PVC 7/.029 cable single | 2.5mm2 | 1 | 100m | 2024-06-23: 16500; 2024-07-23: 16500; 2024-08-23: 16500; 2024-09-29: 16500; 2024-10-29: 16500; 2024-11-29: 16500; 2025-01-06: 16500 | ACL Cables | WIRES
4 | Cu/PVC/PVC 7/.033 cable single | 4mm2 | 1 | 100m | 2024-06-23: 28576.2712; 2024-07-23: 28576.2712; 2024-08-23: 28576.2712; 2024-09-29: 28576.2712; 2024-10-29: 28576.2712; 2024-11-29: 28576.2712; 2025-01-06: 28576.2712 | ACL Cables | WIRES
5 | Cu/PVC/PVC 7/041 cable single | 6mm2 | 1 | 100m | 2024-06-23: 43423.7288; 2024-07-23: 43423.7288; 2024-08-23: 43423.7288; 2024-09-29: 43423.7288; 2024-10-29: 43423.7288; 2024-11-29: 43423.7288; 2025-01-06: 43423.7288 | ACL Cables | WIRES
6 | Cu/PVC/PVC 7/.052 cable single | 10mm2 | 1 | 100m | 2024-06-23: 72966.1017; 2024-07-23: 72966.1017; 2024-08-23: 72966.1017; 2024-09-29: 72966.1017; 2024-10-29: 72966.1017; 2024-11-29: 72966.1017; 2025-01-06: 72966.1017 | ACL Cables | WIRES
7 | Cu/PVC/PVC7/.064 cable single | 16mm2 | 1 | 100m | 2024-06-23: 113525.4237; 2024-07-23: 113525.4237; 2024-08-23: 113525.4237; 2024-09-29: 113525.4237; 2024-10-29: 113525.4237; 2024-11-29: 113525.4237; 2025-01-06: 113525.4237 | ACL Cables | WIRES
8 | Cu/PVC/PVC 19/.052 cable single | 25mm2 | 1 | 100m | 2024-06-23: 255245.7627; 2024-07-23: 255245.7627; 2024-08-23: 255245.7627; 2024-09-29: 255245.7627; 2024-10-29: 255245.7627; 2024-11-29: 255245.7627; 2025-01-06: 255245.7627 | ACL Cables | WIRES
9 | Cu/PVC/PVC 19/.064 cable single | 35mm2 | 1 | 100m | 2024-06-23: 319050.8475; 2024-07-23: 319050.8475; 2024-08-23: 319050.8475; 2024-09-29: 319050.8475; 2024-10-29: 319050.8475; 2024-11-29: 319050.8475; 2025-01-06: 319050.8475 | ACL Cables | WIRES
10 | Cu/PVC/PVC 7/.021 cable twin | 1.5mm2 | 1 | 100m | 2024-06-23: 24237.2881; 2024-07-23: 24237.2881; 2024-08-23: 24237.2881; 2024-09-29: 24237.2881; 2024-10-29: 24237.2881; 2024-11-29: 24237.2881; 2025-01-06: 24237.2881 | ACL Cables | WIRES
11 | Cu/PVC/PVC 7/.029 cable twin | 2.5mm2 | 1 | 100m | 2024-06-23: 38093.2203; 2024-07-23: 38093.2203; 2024-08-23: 38093.2203; 2024-09-29: 38093.2203; 2024-10-29: 38093.2203; 2024-11-29: 38093.2203; 2025-01-06: 38093.2203 | ACL Cables | WIRES
12 | Cu/PVC/PVC 7/.033 cable twin | 4mm2 | 1 | 100m | 2024-06-23: 58889.8305; 2024-07-23: 58889.8305; 2024-08-23: 58889.8305; 2024-09-29: 58889.8305; 2024-10-29: 58889.8305; 2024-11-29: 58889.8305; 2025-01-06: 58889.8305 | ACL Cables | WIRES
13 | Cu/PVC/PVC 7/041 cable twin | 6mm2 | 1 | 100m | 2024-06-23: 87728.8136; 2024-07-23: 87728.8136; 2024-08-23: 87728.8136; 2024-09-29: 87728.8136; 2024-10-29: 87728.8136; 2024-11-29: 87728.8136; 2025-01-06: 87728.8136 | ACL Cables | WIRES
14 | Cu/PVC/PVC 7/.052 cable twin | 10mm2 | 1 | 100m | 2024-06-23: 147932.2034; 2024-07-23: 147932.2034; 2024-08-23: 147932.2034; 2024-09-29: 147932.2034; 2024-10-29: 147932.2034; 2024-11-29: 147932.2034; 2025-01-06: 147932.2034 | ACL Cables | WIRES
15 | Cu/PVC/PVC7/.064 cable twin | 16mm2 | 1 | 100m | 2024-06-23: 228872.8814; 2024-07-23: 228872.8814; 2024-08-23: 228872.8814; 2024-09-29: 228872.8814; 2024-10-29: 228872.8814; 2024-11-29: 228872.8814; 2025-01-06: 228872.8814 | ACL Cables | WIRES
16 | Cu/PVC Earth Cable 1/.044” | 1mm2 | 1 | 100m | 2024-06-23: 5932.2034; 2024-07-23: 5932.2034; 2024-08-23: 5932.2034; 2024-09-29: 5932.2034; 2024-10-29: 5932.2034; 2024-11-29: 5932.2034; 2025-01-06: 5932.2034 | ACL Cables | WIRES
17 | Cu/PVC Earth Cable 7/.021” | 1.5mm2 | 1 | 100m | 2024-06-23: 10635.5932; 2024-07-23: 10635.5932; 2024-08-23: 10635.5932; 2024-09-29: 10635.5932; 2024-10-29: 10635.5932; 2024-11-29: 10635.5932; 2025-01-06: 10635.5932 | ACL Cables | WIRES
18 | Cu/PVC Earth Cable 7/.033” | 4mm2 | 1 | 100m | 2024-06-23: 26889.8305; 2024-07-23: 26889.8305; 2024-08-23: 26889.8305; 2024-09-29: 26889.8305; 2024-10-29: 26889.8305; 2024-11-29: 26889.8305; 2025-01-06: 26889.8305 | ACL Cables | WIRES
19 | Cu/PVC Earth Cable 7/.041” | 6mm2 | 1 | 100m | 2024-06-23: 40567.7966; 2024-07-23: 40567.7966; 2024-08-23: 40567.7966; 2024-09-29: 40567.7966; 2024-10-29: 40567.7966; 2024-11-29: 40567.7966; 2025-01-06: 40567.7966 | ACL Cables | WIRES
20 | Cu/PVC Earth Cable 7/.052” | 10mm2 | 1 | 100m | 2024-06-23: 69237.2881; 2024-07-23: 69237.2881; 2024-08-23: 69237.2881; 2024-09-29: 69237.2881; 2024-10-29: 69237.2881; 2024-11-29: 69237.2881; 2025-01-06: 69237.2881 | ACL Cables | WIRES
21 | Cu/PVC Earth Cable 7/.064” | 16mm2 | 1 | 100m | 2024-06-23: 108644.0678; 2024-07-23: 108644.0678; 2024-08-23: 108644.0678; 2024-09-29: 108644.0678; 2024-10-29: 108644.0678; 2024-11-29: 108644.0678; 2025-01-06: 108644.0678 | ACL Cables | WIRES
22 | Cu/PVC Earth Cable 19/.052” | 25mm2 | 1 | 100m | 2024-06-23: 244635.5932; 2024-07-23: 244635.5932; 2024-08-23: 244635.5932; 2024-09-29: 244635.5932; 2024-10-29: 244635.5932; 2024-11-29: 244635.5932; 2025-01-06: 244635.5932 | ACL Cables | WIRES
23 | Cu/PVC Earth Cable 19/.064” | 35mm2 | 1 | 100m | 2024-06-23: 308449.1525; 2024-07-23: 308449.1525; 2024-08-23: 308449.1525; 2024-09-29: 308449.1525; 2024-10-29: 308449.1525; 2024-11-29: 308449.1525; 2025-01-06: 308449.1525 | ACL Cables | WIRES
24 | Cu/PVC Earth Cable 19/.073” | 50mm2 | 1 | 100m | 2024-06-23: 414779.661; 2024-07-23: 414779.661; 2024-08-23: 414779.661; 2024-09-29: 414779.661; 2024-10-29: 414779.661; 2024-11-29: 414779.661; 2025-01-06: 414779.661 | ACL Cables | WIRES
25 | Cu/PVC Earth Cable 19/.083” | 70mm2 | 1 | 100m | 2024-06-23: 595550.8475; 2024-07-23: 595550.8475; 2024-08-23: 595550.8475; 2024-09-29: 595550.8475; 2024-10-29: 595550.8475; 2024-11-29: 595550.8475; 2025-01-06: 595550.8475 | ACL Cables | WIRES
26 | Cu/PVC Earth Cable 19/.099” | 95mm2 | 1 | 100m | 2024-06-23: 820271.1864; 2024-07-23: 820271.1864; 2024-08-23: 820271.1864; 2024-09-29: 820271.1864; 2024-10-29: 820271.1864; 2024-11-29: 820271.1864; 2025-01-06: 820271.1864 | ACL Cables | WIRES
27 | Cu/PVC Earth Cable 37/.083” | 120mm2 | 1 | 100m | 2024-06-23: 1033898.3051; 2024-07-23: 1033898.3051; 2024-08-23: 1033898.3051; 2024-09-29: 1033898.3051; 2024-10-29: 1033898.3051; 2024-11-29: 1033898.3051; 2025-01-06: 1033898.3051 | ACL Cables | WIRES
28 | Cu/PVC Earth Cable 37/.093” | 150mm2 | 1 | 100m | 2024-06-23: 1278813.5593; 2024-07-23: 1278813.5593; 2024-08-23: 1278813.5593; 2024-09-29: 1278813.5593; 2024-10-29: 1278813.5593; 2024-11-29: 1278813.5593; 2025-01-06: 1278813.5593 | ACL Cables | WIRES
29 | Cu/PVC Earth Cable 37/.103” | 185mm2 | 1 | 100m | 2024-06-23: 1598305.0847; 2024-07-23: 1598305.0847; 2024-08-23: 1598305.0847; 2024-09-29: 1598305.0847; 2024-10-29: 1598305.0847; 2024-11-29: 1598305.0847; 2025-01-06: 1598305.0847 | ACL Cables | WIRES
30 | Cu/PVC Earth Cable 61/.093” | 240mm2 | 1 | 100m | 2024-06-23: 2100000; 2024-07-23: 2100000; 2024-08-23: 2100000; 2024-09-29: 2100000; 2024-10-29: 2100000; 2024-11-29: 2100000; 2025-01-06: 2100000 | ACL Cables | WIRES
31 | Cu/PVC Earth Cable 61/.103” | 300mm2 | 1 | 100m | 2024-06-23: 2632203.3898; 2024-07-23: 2632203.3898; 2024-08-23: 2632203.3898; 2024-09-29: 2632203.3898; 2024-10-29: 2632203.3898; 2024-11-29: 2632203.3898; 2025-01-06: 2632203.3898 | ACL Cables | WIRES
[5 empty] | 2024-06-23: 0; 2024-07-23: 0; 2024-08-23: 0; 2024-09-29: 0; 2024-10-29: 0; 2024-11-29: 0; 2025-01-06: 0 | ACL Cables
| DB/ BAKERS |  |  |  | 2024-06-23: 0; 2024-07-23: 0; 2024-08-23: 0; 2024-09-29: 0; 2024-10-29: 0; 2024-11-29: 0; 2025-01-06: 0 | ACL Cables
2 | Distribution Boards 4-8 ways |  | 1 | No | 2024-06-23: 0; 2024-07-23: 0; 2024-08-23: 0; 2024-09-29: 0; 2024-10-29: 0; 2024-11-29: 0; 2025-01-06: 0 | ACL Cables | DB/ BAKERS
28 | Distribution Boards 8-10 ways |  | 1 | No | 2024-06-23: 0; 2024-07-23: 0; 2024-08-23: 0; 2024-09-29: 0; 2024-10-29: 0; 2024-11-29: 0; 2025-01-06: 0 | ACL Cables | DB/ BAKERS
29 | Distribution Boards 10-12 ways |  | 1 | No | 2024-06-23: 0; 2024-07-23: 0; 2024-08-23: 0; 2024-09-29: 0; 2024-10-29: 0; 2024-11-29: 0; 2025-01-06: 0 | ACL Cables | DB/ BAKERS
30 | Distribution Boards 14-16 ways |  | 1 | No | 2024-06-23: 0; 2024-07-23: 0; 2024-08-23: 0; 2024-09-29: 0; 2024-10-29: 0; 2024-11-29: 0; 2025-01-06: 0 | ACL Cables | DB/ BAKERS
31 | Distribution Boards 16-19 ways |  | 1 | No | 2024-06-23: 0; 2024-07-23: 0; 2024-08-23: 0; 2024-09-29: 0; 2024-10-29: 0; 2024-11-29: 0; 2025-01-06: 0 | ACL Cables | DB/ BAKERS
32 | ELCB - Double Pole 40A, 30mA |  | 1 | No | 2024-06-23: 0; 2024-07-23: 0; 2024-08-23: 0; 2024-09-29: 0; 2024-10-29: 0; 2024-11-29: 0; 2025-01-06: 0 | ACL Cables | DB/ BAKERS
33 | ELCB - Double Pole 40A, 100mA |  | 1 | No | 2024-06-23: 0; 2024-07-23: 0; 2024-08-23: 0; 2024-09-29: 0; 2024-10-29: 0; 2024-11-29: 0; 2025-01-06: 0 | ACL Cables | DB/ BAKERS
34 | ELCB - Double Pole 40A, 300mA |  | 1 | No | 2024-06-23: 0; 2024-07-23: 0; 2024-08-23: 0; 2024-09-29: 0; 2024-10-29: 0; 2024-11-29: 0; 2025-01-06: 0 | ACL Cables | DB/ BAKERS
35 | ELCB - Double Pole 63A, 30mA |  | 1 | No | 2024-06-23: 0; 2024-07-23: 0; 2024-08-23: 0; 2024-09-29: 0; 2024-10-29: 0; 2024-11-29: 0; 2025-01-06: 0 | ACL Cables | DB/ BAKERS
36 | ELCB - Double Pole 63A, 100mA |  | 1 | No | 2024-06-23: 0; 2024-07-23: 0; 2024-08-23: 0; 2024-09-29: 0; 2024-10-29: 0; 2024-11-29: 0; 2025-01-06: 0 | ACL Cables | DB/ BAKERS
37 | ELCB - Double Pole 63A, 300mA |  | 1 | No | 2024-06-23: 0; 2024-07-23: 0; 2024-08-23: 0; 2024-09-29: 0; 2024-10-29: 0; 2024-11-29: 0; 2025-01-06: 0 | ACL Cables | DB/ BAKERS
38 | ELCB 2P Cover |  | 1 | No | 2024-06-23: 0; 2024-07-23: 0; 2024-08-23: 0; 2024-09-29: 0; 2024-10-29: 0; 2024-11-29: 0; 2025-01-06: 0 | ACL Cables | DB/ BAKERS
39 | ELCB - Four Pole 40A, 30mA |  | 1 | No | 2024-06-23: 0; 2024-07-23: 0; 2024-08-23: 0; 2024-09-29: 0; 2024-10-29: 0; 2024-11-29: 0; 2025-01-06: 0 | ACL Cables | DB/ BAKERS
40 | ELCB - Four Pole 40A, 100mA |  | 1 | No | 2024-06-23: 0; 2024-07-23: 0; 2024-08-23: 0; 2024-09-29: 0; 2024-10-29: 0; 2024-11-29: 0; 2025-01-06: 0 | ACL Cables | DB/ BAKERS
41 | ELCB - Four Pole 40A, 300mA |  | 1 | No | 2024-06-23: 0; 2024-07-23: 0; 2024-08-23: 0; 2024-09-29: 0; 2024-10-29: 0; 2024-11-29: 0; 2025-01-06: 0 | ACL Cables | DB/ BAKERS
42 | ELCB - Four Pole 63A, 30mA |  | 1 | No | 2024-06-23: 0; 2024-07-23: 0; 2024-08-23: 0; 2024-09-29: 0; 2024-10-29: 0; 2024-11-29: 0; 2025-01-06: 0 | ACL Cables | DB/ BAKERS
43 | ELCB - Four Pole 63A, 100mA |  | 1 | No | 2024-06-23: 0; 2024-07-23: 0; 2024-08-23: 0; 2024-09-29: 0; 2024-10-29: 0; 2024-11-29: 0; 2025-01-06: 0 | ACL Cables | DB/ BAKERS
44 | ELCB - Four Pole 63A, 300mA |  | 1 | No | 2024-06-23: 0; 2024-07-23: 0; 2024-08-23: 0; 2024-09-29: 0; 2024-10-29: 0; 2024-11-29: 0; 2025-01-06: 0 | ACL Cables | DB/ BAKERS
45 | ELCB - Four Pole 100A, 300mA |  | 1 | No | 2024-06-23: 0; 2024-07-23: 0; 2024-08-23: 0; 2024-09-29: 0; 2024-10-29: 0; 2024-11-29: 0; 2025-01-06: 0 | ACL Cables | DB/ BAKERS
46 | ELCB 4P Cover |  | 1 | No | 2024-06-23: 0; 2024-07-23: 0; 2024-08-23: 0; 2024-09-29: 0; 2024-10-29: 0; 2024-11-29: 0; 2025-01-06: 0 | ACL Cables | DB/ BAKERS
47 | ELCB & MCB Combined 30mA 32A |  | 1 | No | 2024-06-23: 0; 2024-07-23: 0; 2024-08-23: 0; 2024-09-29: 0; 2024-10-29: 0; 2024-11-29: 0; 2025-01-06: 0 | ACL Cables | DB/ BAKERS
48 | Main Switch - Double Pole 30Amp |  | 1 | No | 2024-06-23: 0; 2024-07-23: 0; 2024-08-23: 0; 2024-09-29: 0; 2024-10-29: 0; 2024-11-29: 0; 2025-01-06: 0 | ACL Cables | DB/ BAKERS
49 | Main Switch - Four Pole 30Amp |  | 1 | No | 2024-06-23: 0; 2024-07-23: 0; 2024-08-23: 0; 2024-09-29: 0; 2024-10-29: 0; 2024-11-29: 0; 2025-01-06: 0 | ACL Cables | DB/ BAKERS
50 | Main Switch - Four Pole 60Amp |  | 1 | No | 2024-06-23: 0; 2024-07-23: 0; 2024-08-23: 0; 2024-09-29: 0; 2024-10-29: 0; 2024-11-29: 0; 2025-01-06: 0 | ACL Cables | DB/ BAKERS
32 | MCB 6A 1P |  | 1 | No | 2024-06-23: 1042.3729; 2024-07-23: 1042.3729; 2024-08-23: 1042.3729; 2024-09-29: 1042.3729; 2024-10-29: 1042.3729; 2024-11-29: 1042.3729; 2025-01-06: 1042.3729 | ACL Cables | DB/ BAKERS
33 | MCB 10A 1P |  | 1 | No | 2024-06-23: 1042.3729; 2024-07-23: 1042.3729; 2024-08-23: 1042.3729; 2024-09-29: 1042.3729; 2024-10-29: 1042.3729; 2024-11-29: 1042.3729; 2025-01-06: 1042.3729 | ACL Cables | DB/ BAKERS
34 | MCB 16A 1P |  | 1 | No | 2024-06-23: 1042.3729; 2024-07-23: 1042.3729; 2024-08-23: 1042.3729; 2024-09-29: 1042.3729; 2024-10-29: 1042.3729; 2024-11-29: 1042.3729; 2025-01-06: 1042.3729 | ACL Cables | DB/ BAKERS
35 | MCB 20A 1P |  | 1 | No | 2024-06-23: 1042.3729; 2024-07-23: 1042.3729; 2024-08-23: 1042.3729; 2024-09-29: 1042.3729; 2024-10-29: 1042.3729; 2024-11-29: 1042.3729; 2025-01-06: 1042.3729 | ACL Cables | DB/ BAKERS
36 | MCB 32A 1P |  | 1 | No | 2024-06-23: 1042.3729; 2024-07-23: 1042.3729; 2024-08-23: 1042.3729; 2024-09-29: 1042.3729; 2024-10-29: 1042.3729; 2024-11-29: 1042.3729; 2025-01-06: 1042.3729 | ACL Cables | DB/ BAKERS
37 | RCD 40A 30mA 2P |  | 1 | No | 2024-06-23: 7762.7119; 2024-07-23: 7762.7119; 2024-08-23: 7762.7119; 2024-09-29: 7762.7119; 2024-10-29: 7762.7119; 2024-11-29: 7762.7119; 2025-01-06: 7762.7119 | ACL Cables | DB/ BAKERS
38 | ISOLATOR 40A 2P |  | 1 | No | 2024-06-23: 2385.5932; 2024-07-23: 2385.5932; 2024-08-23: 2385.5932; 2024-09-29: 2385.5932; 2024-10-29: 2385.5932; 2024-11-29: 2385.5932; 2025-01-06: 2385.5932 | ACL Cables | DB/ BAKERS
39 | LED INDICATING LIGHT RED MCB 1P |  | 1 | No | 2024-06-23: 711.8644; 2024-07-23: 711.8644; 2024-08-23: 711.8644; 2024-09-29: 711.8644; 2024-10-29: 711.8644; 2024-11-29: 711.8644; 2025-01-06: 711.8644 | ACL Cables | DB/ BAKERS
40 | LED INDICATING LIGHT BLUE MCB 1P |  | 1 | No | 2024-06-23: 711.8644; 2024-07-23: 711.8644; 2024-08-23: 711.8644; 2024-09-29: 711.8644; 2024-10-29: 711.8644; 2024-11-29: 711.8644; 2025-01-06: 711.8644 | ACL Cables | DB/ BAKERS
41 | LED INDICATING LIGHT YELLOW MCB 1P |  | 1 | No | 2024-06-23: 711.8644; 2024-07-23: 711.8644; 2024-08-23: 711.8644; 2024-09-29: 711.8644; 2024-10-29: 711.8644; 2024-11-29: 711.8644; 2025-01-06: 711.8644 | ACL Cables | DB/ BAKERS
42 | LED INDICATING LIGHT GREEN MCB 1P |  | 1 | No | 2024-06-23: 711.8644; 2024-07-23: 711.8644; 2024-08-23: 711.8644; 2024-09-29: 711.8644; 2024-10-29: 711.8644; 2024-11-29: 711.8644; 2025-01-06: 711.8644 | ACL Cables | DB/ BAKERS
43 | BELL FOR MCB |  | 1 | No | 2024-06-23: 1220.339; 2024-07-23: 1220.339; 2024-08-23: 1220.339; 2024-09-29: 1220.339; 2024-10-29: 1220.339; 2024-11-29: 1220.339; 2025-01-06: 1220.339 | ACL Cables | DB/ BAKERS
44 | 6A 2P MCB |  | 1 | No | 2024-06-23: 2343.2203; 2024-07-23: 2343.2203; 2024-08-23: 2343.2203; 2024-09-29: 2343.2203; 2024-10-29: 2343.2203; 2024-11-29: 2343.2203; 2025-01-06: 2343.2203 | ACL Cables | DB/ BAKERS
45 | 10A 2P MCB |  | 1 | No | 2024-06-23: 2343.2203; 2024-07-23: 2343.2203; 2024-08-23: 2343.2203; 2024-09-29: 2343.2203; 2024-10-29: 2343.2203; 2024-11-29: 2343.2203; 2025-01-06: 2343.2203 | ACL Cables | DB/ BAKERS
46 | 16A 2P MCB |  | 1 | No | 2024-06-23: 2343.2203; 2024-07-23: 2343.2203; 2024-08-23: 2343.2203; 2024-09-29: 2343.2203; 2024-10-29: 2343.2203; 2024-11-29: 2343.2203; 2025-01-06: 2343.2203 | ACL Cables | DB/ BAKERS
47 | 20A 2P MCB |  | 1 | No | 2024-06-23: 2343.2203; 2024-07-23: 2343.2203; 2024-08-23: 2343.2203; 2024-09-29: 2343.2203; 2024-10-29: 2343.2203; 2024-11-29: 2343.2203; 2025-01-06: 2343.2203 | ACL Cables | DB/ BAKERS
48 | 32A 2P MCB |  | 1 | No | 2024-06-23: 2343.2203; 2024-07-23: 2343.2203; 2024-08-23: 2343.2203; 2024-09-29: 2343.2203; 2024-10-29: 2343.2203; 2024-11-29: 2343.2203; 2025-01-06: 2343.2203 | ACL Cables | DB/ BAKERS
49 | 40A 2P MCB |  | 1 | No | 2024-06-23: 2538.1356; 2024-07-23: 2538.1356; 2024-08-23: 2538.1356; 2024-09-29: 2538.1356; 2024-10-29: 2538.1356; 2024-11-29: 2538.1356; 2025-01-06: 2538.1356 | ACL Cables | DB/ BAKERS
50 | 63A 2P MCB |  | 1 | No | 2024-06-23: 2538.1356; 2024-07-23: 2538.1356; 2024-08-23: 2538.1356; 2024-09-29: 2538.1356; 2024-10-29: 2538.1356; 2024-11-29: 2538.1356; 2025-01-06: 2538.1356 | ACL Cables | DB/ BAKERS
51 | 6A 3P MCB |  | 1 | No | 2024-06-23: 3703.3898; 2024-07-23: 3703.3898; 2024-08-23: 3703.3898; 2024-09-29: 3703.3898; 2024-10-29: 3703.3898; 2024-11-29: 3703.3898; 2025-01-06: 3703.3898 | ACL Cables | DB/ BAKERS
52 | 10A 3P MCB |  | 1 | No | 2024-06-23: 3703.3898; 2024-07-23: 3703.3898; 2024-08-23: 3703.3898; 2024-09-29: 3703.3898; 2024-10-29: 3703.3898; 2024-11-29: 3703.3898; 2025-01-06: 3703.3898 | ACL Cables | DB/ BAKERS
53 | 16A 3P MCB |  | 1 | No | 2024-06-23: 3703.3898; 2024-07-23: 3703.3898; 2024-08-23: 3703.3898; 2024-09-29: 3703.3898; 2024-10-29: 3703.3898; 2024-11-29: 3703.3898; 2025-01-06: 3703.3898 | ACL Cables | DB/ BAKERS
54 | 20A 3P MCB |  | 1 | No | 2024-06-23: 3703.3898; 2024-07-23: 3703.3898; 2024-08-23: 3703.3898; 2024-09-29: 3703.3898; 2024-10-29: 3703.3898; 2024-11-29: 3703.3898; 2025-01-06: 3703.3898 | ACL Cables | DB/ BAKERS
55 | 32A 3P MCB |  | 1 | No | 2024-06-23: 3703.3898; 2024-07-23: 3703.3898; 2024-08-23: 3703.3898; 2024-09-29: 3703.3898; 2024-10-29: 3703.3898; 2024-11-29: 3703.3898; 2025-01-06: 3703.3898 | ACL Cables | DB/ BAKERS
56 | 40A 3P MCB |  | 1 | No | 2024-06-23: 3953.3898; 2024-07-23: 3953.3898; 2024-08-23: 3953.3898; 2024-09-29: 3953.3898; 2024-10-29: 3953.3898; 2024-11-29: 3953.3898; 2025-01-06: 3953.3898 | ACL Cables | DB/ BAKERS
57 | 63A 3P MCB |  | 1 | No | 2024-06-23: 3953.3898; 2024-07-23: 3953.3898; 2024-08-23: 3953.3898; 2024-09-29: 3953.3898; 2024-10-29: 3953.3898; 2024-11-29: 3953.3898; 2025-01-06: 3953.3898 | ACL Cables | DB/ BAKERS
58 | 6A 4P MCB |  | 1 | No | 2024-06-23: 5118.6441; 2024-07-23: 5118.6441; 2024-08-23: 5118.6441; 2024-09-29: 5118.6441; 2024-10-29: 5118.6441; 2024-11-29: 5118.6441; 2025-01-06: 5118.6441 | ACL Cables | DB/ BAKERS
59 | 10A 4P MCB |  | 1 | No | 2024-06-23: 5118.6441; 2024-07-23: 5118.6441; 2024-08-23: 5118.6441; 2024-09-29: 5118.6441; 2024-10-29: 5118.6441; 2024-11-29: 5118.6441; 2025-01-06: 5118.6441 | ACL Cables | DB/ BAKERS
60 | 16A 4P MCB |  | 1 | No | 2024-06-23: 5118.6441; 2024-07-23: 5118.6441; 2024-08-23: 5118.6441; 2024-09-29: 5118.6441; 2024-10-29: 5118.6441; 2024-11-29: 5118.6441; 2025-01-06: 5118.6441 | ACL Cables | DB/ BAKERS
61 | 20A 4P MCB |  | 1 | No | 2024-06-23: 5118.6441; 2024-07-23: 5118.6441; 2024-08-23: 5118.6441; 2024-09-29: 5118.6441; 2024-10-29: 5118.6441; 2024-11-29: 5118.6441; 2025-01-06: 5118.6441 | ACL Cables | DB/ BAKERS
62 | 32A 4P MCB |  | 1 | No | 2024-06-23: 5118.6441; 2024-07-23: 5118.6441; 2024-08-23: 5118.6441; 2024-09-29: 5118.6441; 2024-10-29: 5118.6441; 2024-11-29: 5118.6441; 2025-01-06: 5118.6441 | ACL Cables | DB/ BAKERS
63 | 40A 4P MCB |  | 1 | No | 2024-06-23: 5597.4576; 2024-07-23: 5597.4576; 2024-08-23: 5597.4576; 2024-09-29: 5597.4576; 2024-10-29: 5597.4576; 2024-11-29: 5597.4576; 2025-01-06: 5597.4576 | ACL Cables | DB/ BAKERS
64 | 63A 4P MCB |  | 1 | No | 2024-06-23: 5597.4576; 2024-07-23: 5597.4576; 2024-08-23: 5597.4576; 2024-09-29: 5597.4576; 2024-10-29: 5597.4576; 2024-11-29: 5597.4576; 2025-01-06: 5597.4576 | ACL Cables | DB/ BAKERS
65 | 6KA 40A 30MA 4P RCD |  | 1 | No | 2024-06-23: 12067.7966; 2024-07-23: 12067.7966; 2024-08-23: 12067.7966; 2024-09-29: 12067.7966; 2024-10-29: 12067.7966; 2024-11-29: 12067.7966; 2025-01-06: 12067.7966 | ACL Cables | DB/ BAKERS
66 | 6KA 63A 30MA 4P RCD |  | 1 | No | 2024-06-23: 13233.0508; 2024-07-23: 13233.0508; 2024-08-23: 13233.0508; 2024-09-29: 13233.0508; 2024-10-29: 13233.0508; 2024-11-29: 13233.0508; 2025-01-06: 13233.0508 | ACL Cables | DB/ BAKERS
67 | 6kA 40A 4P ISOLATOR |  | 1 | No | 2024-06-23: 5466.1017; 2024-07-23: 5466.1017; 2024-08-23: 5466.1017; 2024-09-29: 5466.1017; 2024-10-29: 5466.1017; 2024-11-29: 5466.1017; 2025-01-06: 5466.1017 | ACL Cables | DB/ BAKERS
68 | 6kA 63A 4P ISOLATOR |  | 1 | No | 2024-06-23: 6000; 2024-07-23: 6000; 2024-08-23: 6000; 2024-09-29: 6000; 2024-10-29: 6000; 2024-11-29: 6000; 2025-01-06: 6000 | ACL Cables | DB/ BAKERS
69 | 6A 1P MCB MERCURY |  | 1 | No | 2024-06-23: 830.5085; 2024-07-23: 830.5085; 2024-08-23: 830.5085; 2024-09-29: 830.5085; 2024-10-29: 830.5085; 2024-11-29: 830.5085; 2025-01-06: 830.5085 | ACL Cables | DB/ BAKERS
70 | 10A 1P MCB- MERCURY |  | 1 | No | 2024-06-23: 830.5085; 2024-07-23: 830.5085; 2024-08-23: 830.5085; 2024-09-29: 830.5085; 2024-10-29: 830.5085; 2024-11-29: 830.5085; 2025-01-06: 830.5085 | ACL Cables | DB/ BAKERS
71 | 16A 1P MCB- MERCURY |  | 1 | No | 2024-06-23: 830.5085; 2024-07-23: 830.5085; 2024-08-23: 830.5085; 2024-09-29: 830.5085; 2024-10-29: 830.5085; 2024-11-29: 830.5085; 2025-01-06: 830.5085 | ACL Cables | DB/ BAKERS
72 | 20A 1P MCB- MERCURY |  | 1 | No | 2024-06-23: 830.5085; 2024-07-23: 830.5085; 2024-08-23: 830.5085; 2024-09-29: 830.5085; 2024-10-29: 830.5085; 2024-11-29: 830.5085; 2025-01-06: 830.5085 | ACL Cables | DB/ BAKERS
73 | 32A 1P MCB- MERCURY |  | 1 | No | 2024-06-23: 830.5085; 2024-07-23: 830.5085; 2024-08-23: 830.5085; 2024-09-29: 830.5085; 2024-10-29: 830.5085; 2024-11-29: 830.5085; 2025-01-06: 830.5085 | ACL Cables | DB/ BAKERS
74 | 40A 30mA 2P RCD-MERCURY |  | 1 | No | 2024-06-23: 6961.8644; 2024-07-23: 6961.8644; 2024-08-23: 6961.8644; 2024-09-29: 6961.8644; 2024-10-29: 6961.8644; 2024-11-29: 6961.8644; 2025-01-06: 6961.8644 | ACL Cables | DB/ BAKERS
75 | 40A 2P ISOLATOR- MERCURY |  | 1 | No | 2024-06-23: 1978.8136; 2024-07-23: 1978.8136; 2024-08-23: 1978.8136; 2024-09-29: 1978.8136; 2024-10-29: 1978.8136; 2024-11-29: 1978.8136; 2025-01-06: 1978.8136 | ACL Cables | DB/ BAKERS
[5 empty] | 2024-06-23: 0; 2024-07-23: 0; 2024-08-23: 0; 2024-09-29: 0; 2024-10-29: 0; 2024-11-29: 0; 2025-01-06: 0 | ACL Cables | DB/ BAKERS
65 |  |  | 1 | No | 2024-06-23: 0; 2024-07-23: 0; 2024-08-23: 0; 2024-09-29: 0; 2024-10-29: 0; 2024-11-29: 0; 2025-01-06: 0 | ACL Cables | DB/ BAKERS
66 | MCB TP cover |  | 1 | No | 2024-06-23: 0; 2024-07-23: 0; 2024-08-23: 0; 2024-09-29: 0; 2024-10-29: 0; 2024-11-29: 0; 2025-01-06: 0 | ACL Cables | DB/ BAKERS
70 | MCB 4P cover |  | 1 | No | 2024-06-23: 0; 2024-07-23: 0; 2024-08-23: 0; 2024-09-29: 0; 2024-10-29: 0; 2024-11-29: 0; 2025-01-06: 0 | ACL Cables | DB/ BAKERS
71 | MCB SP/DP/TP 50-100 Amps Enclosure |  | 1 | No | 2024-06-23: 0; 2024-07-23: 0; 2024-08-23: 0; 2024-09-29: 0; 2024-10-29: 0; 2024-11-29: 0; 2025-01-06: 0 | ACL Cables | DB/ BAKERS
72 | Isolator - Double Pole 40 Amp |  | 1 | No | 2024-06-23: 0; 2024-07-23: 0; 2024-08-23: 0; 2024-09-29: 0; 2024-10-29: 0; 2024-11-29: 0; 2025-01-06: 0 | ACL Cables | DB/ BAKERS
73 | Isolator - Double Pole 63 Amp |  | 1 | No | 2024-06-23: 0; 2024-07-23: 0; 2024-08-23: 0; 2024-09-29: 0; 2024-10-29: 0; 2024-11-29: 0; 2025-01-06: 0 | ACL Cables | DB/ BAKERS
74 | Isolator - Double Pole 100 Amp |  | 1 | No | 2024-06-23: 0; 2024-07-23: 0; 2024-08-23: 0; 2024-09-29: 0; 2024-10-29: 0; 2024-11-29: 0; 2025-01-06: 0 | ACL Cables | DB/ BAKERS
75 | Isolator - Three Pole 40 Amp |  | 1 | No | 2024-06-23: 0; 2024-07-23: 0; 2024-08-23: 0; 2024-09-29: 0; 2024-10-29: 0; 2024-11-29: 0; 2025-01-06: 0 | ACL Cables | DB/ BAKERS
76 | Isolator - Three Pole 63 Amp |  | 1 | No | 2024-06-23: 0; 2024-07-23: 0; 2024-08-23: 0; 2024-09-29: 0; 2024-10-29: 0; 2024-11-29: 0; 2025-01-06: 0 | ACL Cables | DB/ BAKERS
77 | Isolator - Three Pole 100 Amp |  | 1 | No | 2024-06-23: 0; 2024-07-23: 0; 2024-08-23: 0; 2024-09-29: 0; 2024-10-29: 0; 2024-11-29: 0; 2025-01-06: 0 | ACL Cables | DB/ BAKERS
78 | Isolator - Four Pole 40 Amp |  | 1 | No | 2024-06-23: 0; 2024-07-23: 0; 2024-08-23: 0; 2024-09-29: 0; 2024-10-29: 0; 2024-11-29: 0; 2025-01-06: 0 | ACL Cables | DB/ BAKERS
79 | Isolator - Four Pole 63 Amp |  | 1 | No | 2024-06-23: 0; 2024-07-23: 0; 2024-08-23: 0; 2024-09-29: 0; 2024-10-29: 0; 2024-11-29: 0; 2025-01-06: 0 | ACL Cables | DB/ BAKERS
80 | Isolator - Four Pole 100 Amp |  | 1 | No | 2024-06-23: 0; 2024-07-23: 0; 2024-08-23: 0; 2024-09-29: 0; 2024-10-29: 0; 2024-11-29: 0; 2025-01-06: 0 | ACL Cables | DB/ BAKERS
81 | Isolator Plastic Enclosure |  | 1 | No | 2024-06-23: 0; 2024-07-23: 0; 2024-08-23: 0; 2024-09-29: 0; 2024-10-29: 0; 2024-11-29: 0; 2025-01-06: 0 | ACL Cables | DB/ BAKERS
[5 empty] | 2024-06-23: 0; 2024-07-23: 0; 2024-08-23: 0; 2024-09-29: 0; 2024-10-29: 0; 2024-11-29: 0; 2025-01-06: 0 | ACL Cables
| SWITCH / SOKETS |  |  |  | 2024-06-23: 0; 2024-07-23: 0; 2024-08-23: 0; 2024-09-29: 0; 2024-10-29: 0; 2024-11-29: 0; 2025-01-06: 0 | ACL Cables
76 | ONE GANG ONE WAY SWITCH 10A/250V |  | 1 | No | 2024-06-23: 343.2203; 2024-07-23: 343.2203; 2024-08-23: 343.2203; 2024-09-29: 343.2203; 2024-10-29: 343.2203; 2024-11-29: 343.2203; 2025-01-06: 343.2203 | ACL Cables | SWITCH / SOKETS
77 | TWO GANG ONE WAY SWITCH 10A/250V |  | 1 | No | 2024-06-23: 644.0678; 2024-07-23: 644.0678; 2024-08-23: 644.0678; 2024-09-29: 644.0678; 2024-10-29: 644.0678; 2024-11-29: 644.0678; 2025-01-06: 644.0678 | ACL Cables | SWITCH / SOKETS
78 | THREE GANG ONE WAY SWITCH 10A/250V |  | 1 | No | 2024-06-23: 923.7288; 2024-07-23: 923.7288; 2024-08-23: 923.7288; 2024-09-29: 923.7288; 2024-10-29: 923.7288; 2024-11-29: 923.7288; 2025-01-06: 923.7288 | ACL Cables | SWITCH / SOKETS
79 | FOUR GANG ONE WAY SWITCH 10A/250V |  | 1 | No | 2024-06-23: 1156.7797; 2024-07-23: 1156.7797; 2024-08-23: 1156.7797; 2024-09-29: 1156.7797; 2024-10-29: 1156.7797; 2024-11-29: 1156.7797; 2025-01-06: 1156.7797 | ACL Cables | SWITCH / SOKETS
80 | FIVE GANG ONE WAY SWITCH 10A/250V |  | 1 | No | 2024-06-23: 1415.2542; 2024-07-23: 1415.2542; 2024-08-23: 1415.2542; 2024-09-29: 1415.2542; 2024-10-29: 1415.2542; 2024-11-29: 1415.2542; 2025-01-06: 1415.2542 | ACL Cables | SWITCH / SOKETS
81 | ONE GANG TWO WAY SWITCH 10A/250V |  | 1 | No | 2024-06-23: 563.5593; 2024-07-23: 563.5593; 2024-08-23: 563.5593; 2024-09-29: 563.5593; 2024-10-29: 563.5593; 2024-11-29: 563.5593; 2025-01-06: 563.5593 | ACL Cables | SWITCH / SOKETS
82 | ONE GANG BELL PRESS 10A/250V |  | 1 | No | 2024-06-23: 834.7458; 2024-07-23: 834.7458; 2024-08-23: 834.7458; 2024-09-29: 834.7458; 2024-10-29: 834.7458; 2024-11-29: 834.7458; 2025-01-06: 834.7458 | ACL Cables | SWITCH / SOKETS
83 | DOUBLE POLE SWITCH 20A/250V |  | 1 | No | 2024-06-23: 1961.8644; 2024-07-23: 1961.8644; 2024-08-23: 1961.8644; 2024-09-29: 1961.8644; 2024-10-29: 1961.8644; 2024-11-29: 1961.8644; 2025-01-06: 1961.8644 | ACL Cables | SWITCH / SOKETS
84 | INTERMEDIATE SWITCH 10A/250V |  | 1 | No | 2024-06-23: 5805.0847; 2024-07-23: 5805.0847; 2024-08-23: 5805.0847; 2024-09-29: 5805.0847; 2024-10-29: 5805.0847; 2024-11-29: 5805.0847; 2025-01-06: 5805.0847 | ACL Cables | SWITCH / SOKETS
85 | BLANK PLATE |  | 1 | No | 2024-06-23: 305.0847; 2024-07-23: 305.0847; 2024-08-23: 305.0847; 2024-09-29: 305.0847; 2024-10-29: 305.0847; 2024-11-29: 305.0847; 2025-01-06: 305.0847 | ACL Cables | SWITCH / SOKETS
86 | TWO GANG TWO WAY SWITCH 10A/250V |  | 1 | No | 2024-06-23: 1038.1356; 2024-07-23: 1038.1356; 2024-08-23: 1038.1356; 2024-09-29: 1038.1356; 2024-10-29: 1038.1356; 2024-11-29: 1038.1356; 2025-01-06: 1038.1356 | ACL Cables | SWITCH / SOKETS
87 | TWO GANG BELL PRESS |  | 1 | No | 2024-06-23: 796.6102; 2024-07-23: 796.6102; 2024-08-23: 796.6102; 2024-09-29: 796.6102; 2024-10-29: 796.6102; 2024-11-29: 796.6102; 2025-01-06: 796.6102 | ACL Cables | SWITCH / SOKETS
88 | THREE GANG TWO WAY 10A /250V |  | 1 | No | 2024-06-23: 1529.661; 2024-07-23: 1529.661; 2024-08-23: 1529.661; 2024-09-29: 1529.661; 2024-10-29: 1529.661; 2024-11-29: 1529.661; 2025-01-06: 1529.661 | ACL Cables | SWITCH / SOKETS
89 | 5A SWITCHED SOCKET OUTLET 5A/250V |  | 1 | No | 2024-06-23: 868.6441; 2024-07-23: 868.6441; 2024-08-23: 868.6441; 2024-09-29: 868.6441; 2024-10-29: 868.6441; 2024-11-29: 868.6441; 2025-01-06: 868.6441 | ACL Cables | SWITCH / SOKETS
90 | 5A SWITCHED SOCKET OUTLET WITH NEON 5A/250V |  | 1 | No | 2024-06-23: 1004.2373; 2024-07-23: 1004.2373; 2024-08-23: 1004.2373; 2024-09-29: 1004.2373; 2024-10-29: 1004.2373; 2024-11-29: 1004.2373; 2025-01-06: 1004.2373 | ACL Cables | SWITCH / SOKETS
91 | 13A SWITCHED SOCKET OUTLET 13A/250V |  | 1 | No | 2024-06-23: 974.5763; 2024-07-23: 974.5763; 2024-08-23: 974.5763; 2024-09-29: 974.5763; 2024-10-29: 974.5763; 2024-11-29: 974.5763; 2025-01-06: 974.5763 | ACL Cables | SWITCH / SOKETS
92 | 13A SWITCHED SOCKET OUTLET WITH NEON 13A/250V |  | 1 | No | 2024-06-23: 1245.7627; 2024-07-23: 1245.7627; 2024-08-23: 1245.7627; 2024-09-29: 1245.7627; 2024-10-29: 1245.7627; 2024-11-29: 1245.7627; 2025-01-06: 1245.7627 | ACL Cables | SWITCH / SOKETS
93 | 15A SWITCHED SOCKET OUTLET 15A/250V |  | 1 | No | 2024-06-23: 868.6441; 2024-07-23: 868.6441; 2024-08-23: 868.6441; 2024-09-29: 868.6441; 2024-10-29: 868.6441; 2024-11-29: 868.6441; 2025-01-06: 868.6441 | ACL Cables | SWITCH / SOKETS
94 | 15A SWITCHED SOCKET OUTLET WITH NEON 15A/250V |  | 1 | No | 2024-06-23: 1021.1864; 2024-07-23: 1021.1864; 2024-08-23: 1021.1864; 2024-09-29: 1021.1864; 2024-10-29: 1021.1864; 2024-11-29: 1021.1864; 2025-01-06: 1021.1864 | ACL Cables | SWITCH / SOKETS
95 | TV SOCKET OUTLET 75OHMS |  | 1 | No | 2024-06-23: 1478.8136; 2024-07-23: 1478.8136; 2024-08-23: 1478.8136; 2024-09-29: 1478.8136; 2024-10-29: 1478.8136; 2024-11-29: 1478.8136; 2025-01-06: 1478.8136 | ACL Cables | SWITCH / SOKETS
96 | TELEPHONE SOCKET OUTLET 4WIRE |  | 1 | No | 2024-06-23: 1478.8136; 2024-07-23: 1478.8136; 2024-08-23: 1478.8136; 2024-09-29: 1478.8136; 2024-10-29: 1478.8136; 2024-11-29: 1478.8136; 2025-01-06: 1478.8136 | ACL Cables | SWITCH / SOKETS
97 | DATA SOCKET OUTLET |  | 1 | No | 2024-06-23: 3406.7797; 2024-07-23: 3406.7797; 2024-08-23: 3406.7797; 2024-09-29: 3406.7797; 2024-10-29: 3406.7797; 2024-11-29: 3406.7797; 2025-01-06: 3406.7797 | ACL Cables | SWITCH / SOKETS
98 | 13A TWIN SOCKET |  | 1 | No | 2024-06-23: 1771.1864; 2024-07-23: 1771.1864; 2024-08-23: 1771.1864; 2024-09-29: 1771.1864; 2024-10-29: 1771.1864; 2024-11-29: 1771.1864; 2025-01-06: 1771.1864 | ACL Cables | SWITCH / SOKETS
99 | USB CHARGER 5V / 2.5A |  | 1 | No | 2024-06-23: 3970.339; 2024-07-23: 3970.339; 2024-08-23: 3970.339; 2024-09-29: 3970.339; 2024-10-29: 3970.339; 2024-11-29: 3970.339; 2025-01-06: 3970.339 | ACL Cables | SWITCH / SOKETS
100 | UNIVERSAL SOCKET |  | 1 | No | 2024-06-23: 1398.3051; 2024-07-23: 1398.3051; 2024-08-23: 1398.3051; 2024-09-29: 1398.3051; 2024-10-29: 1398.3051; 2024-11-29: 1398.3051; 2025-01-06: 1398.3051 | ACL Cables | SWITCH / SOKETS
101 | TELIPHONE SOCKET 2 GANG |  | 1 | No | 2024-06-23: 2110.1695; 2024-07-23: 2110.1695; 2024-08-23: 2110.1695; 2024-09-29: 2110.1695; 2024-10-29: 2110.1695; 2024-11-29: 2110.1695; 2025-01-06: 2110.1695 | ACL Cables | SWITCH / SOKETS
102 | 13A UNSWITCHED SOCKET OUTLET/NEON |  | 1 | No | 2024-06-23: 932.2034; 2024-07-23: 932.2034; 2024-08-23: 932.2034; 2024-09-29: 932.2034; 2024-10-29: 932.2034; 2024-11-29: 932.2034; 2025-01-06: 932.2034 | ACL Cables | SWITCH / SOKETS
103 | LIGHT DIMMER 500VA |  | 1 | No | 2024-06-23: 1987.2881; 2024-07-23: 1987.2881; 2024-08-23: 1987.2881; 2024-09-29: 1987.2881; 2024-10-29: 1987.2881; 2024-11-29: 1987.2881; 2025-01-06: 1987.2881 | ACL Cables | SWITCH / SOKETS
104 | FAN SPEED CONTROLLER 400VA |  | 1 | No | 2024-06-23: 1377.1186; 2024-07-23: 1377.1186; 2024-08-23: 1377.1186; 2024-09-29: 1377.1186; 2024-10-29: 1377.1186; 2024-11-29: 1377.1186; 2025-01-06: 1377.1186 | ACL Cables | SWITCH / SOKETS
105 | 4 STEP FAN CONTROLLER |  | 1 | No | 2024-06-23: 1470.339; 2024-07-23: 1470.339; 2024-08-23: 1470.339; 2024-09-29: 1470.339; 2024-10-29: 1470.339; 2024-11-29: 1470.339; 2025-01-06: 1470.339 | ACL Cables | SWITCH / SOKETS
106 | 5 STEP FAN CONTROLLER |  | 1 | No | 2024-06-23: 2309.322; 2024-07-23: 2309.322; 2024-08-23: 2309.322; 2024-09-29: 2309.322; 2024-10-29: 2309.322; 2024-11-29: 2309.322; 2025-01-06: 2309.322 | ACL Cables | SWITCH / SOKETS
107 | LAMP HOLDER |  | 1 | No | 2024-06-23: 241.5254; 2024-07-23: 241.5254; 2024-08-23: 241.5254; 2024-09-29: 241.5254; 2024-10-29: 241.5254; 2024-11-29: 241.5254; 2025-01-06: 241.5254 | ACL Cables | SWITCH / SOKETS
108 | CEILING ROSE |  | 1 | No | 2024-06-23: 313.5593; 2024-07-23: 313.5593; 2024-08-23: 313.5593; 2024-09-29: 313.5593; 2024-10-29: 313.5593; 2024-11-29: 313.5593; 2025-01-06: 313.5593 | ACL Cables | SWITCH / SOKETS
109 | 13A PLUG TOP |  | 1 | No | 2024-06-23: 508.4746; 2024-07-23: 508.4746; 2024-08-23: 508.4746; 2024-09-29: 508.4746; 2024-10-29: 508.4746; 2024-11-29: 508.4746; 2025-01-06: 508.4746 | ACL Cables | SWITCH / SOKETS
110 | 15A PLUG TOP |  | 1 | No | 2024-06-23: 466.1017; 2024-07-23: 466.1017; 2024-08-23: 466.1017; 2024-09-29: 466.1017; 2024-10-29: 466.1017; 2024-11-29: 466.1017; 2025-01-06: 466.1017 | ACL Cables | SWITCH / SOKETS
111 | MOUNTING BOX MODULAR |  | 1 | No | 2024-06-23: 118.6441; 2024-07-23: 118.6441; 2024-08-23: 118.6441; 2024-09-29: 118.6441; 2024-10-29: 118.6441; 2024-11-29: 118.6441; 2025-01-06: 118.6441 | ACL Cables | SWITCH / SOKETS
[5 empty] | 2024-06-23: 0; 2024-07-23: 0; 2024-08-23: 0; 2024-09-29: 0; 2024-10-29: 0; 2024-11-29: 0; 2025-01-06: 0 | ACL Cables
| LIGHT FITTINGS & BULBS |  |  |  | 2024-06-23: 0; 2024-07-23: 0; 2024-08-23: 0; 2024-09-29: 0; 2024-10-29: 0; 2024-11-29: 0; 2025-01-06: 0 | ACL Cables
| "BRAND - …................." |  |  |  | 2024-06-23: 0; 2024-07-23: 0; 2024-08-23: 0; 2024-09-29: 0; 2024-10-29: 0; 2024-11-29: 0; 2025-01-06: 0 | ACL Cables
95 | 5" Recess mounted down light - Model No: |  | 1 | No | 2024-06-23: 0; 2024-07-23: 0; 2024-08-23: 0; 2024-09-29: 0; 2024-10-29: 0; 2024-11-29: 0; 2025-01-06: 0 | ACL Cables | LIGHT FITTINGS & BULBS
96 | 5" Surface mounted down light - Model No: |  | 1 | No | 2024-06-23: 0; 2024-07-23: 0; 2024-08-23: 0; 2024-09-29: 0; 2024-10-29: 0; 2024-11-29: 0; 2025-01-06: 0 | ACL Cables | LIGHT FITTINGS & BULBS
97 | 4" Wall mounted cylindrical light fitting - Model No |  | 1 | No | 2024-06-23: 0; 2024-07-23: 0; 2024-08-23: 0; 2024-09-29: 0; 2024-10-29: 0; 2024-11-29: 0; 2025-01-06: 0 | ACL Cables | LIGHT FITTINGS & BULBS
98 | Weatherproof wall mounted cylindrical light fitting - Model No: |  | 1 | No | 2024-06-23: 0; 2024-07-23: 0; 2024-08-23: 0; 2024-09-29: 0; 2024-10-29: 0; 2024-11-29: 0; 2025-01-06: 0 | ACL Cables | LIGHT FITTINGS & BULBS
99 | Weatherproof wall mounted 2'-0" single fluorescent light fitting Model No |  | 1 | No | 2024-06-23: 0; 2024-07-23: 0; 2024-08-23: 0; 2024-09-29: 0; 2024-10-29: 0; 2024-11-29: 0; 2025-01-06: 0 | ACL Cables | LIGHT FITTINGS & BULBS
100 | 8" glass globe pendent type light fitting - Model No: |  | 1 | No | 2024-06-23: 0; 2024-07-23: 0; 2024-08-23: 0; 2024-09-29: 0; 2024-10-29: 0; 2024-11-29: 0; 2025-01-06: 0 | ACL Cables | LIGHT FITTINGS & BULBS
101 | Spot light - Model No: |  | 1 | No | 2024-06-23: 0; 2024-07-23: 0; 2024-08-23: 0; 2024-09-29: 0; 2024-10-29: 0; 2024-11-29: 0; 2025-01-06: 0 | ACL Cables | LIGHT FITTINGS & BULBS
102 | Recessed Mounted Lovered 2'-0" x 2'-0" , 2 nos lights - Model No |  | 1 | No | 2024-06-23: 0; 2024-07-23: 0; 2024-08-23: 0; 2024-09-29: 0; 2024-10-29: 0; 2024-11-29: 0; 2025-01-06: 0 | ACL Cables | LIGHT FITTINGS & BULBS
103 | Recessed Mounted Lovered 2'-0" x 2'-0" , 3 nos lights - Model No |  | 1 | No | 2024-06-23: 0; 2024-07-23: 0; 2024-08-23: 0; 2024-09-29: 0; 2024-10-29: 0; 2024-11-29: 0; 2025-01-06: 0 | ACL Cables | LIGHT FITTINGS & BULBS
104 | Recessed Mounted Lovered 2'-0" x 4'-0" , 2 nos lights - Model No |  | 1 | No | 2024-06-23: 0; 2024-07-23: 0; 2024-08-23: 0; 2024-09-29: 0; 2024-10-29: 0; 2024-11-29: 0; 2025-01-06: 0 | ACL Cables | LIGHT FITTINGS & BULBS
105 | Recessed Mounted Lovered 2'-0" x 4'-0" , 3 nos lights - Model No |  | 1 | No | 2024-06-23: 0; 2024-07-23: 0; 2024-08-23: 0; 2024-09-29: 0; 2024-10-29: 0; 2024-11-29: 0; 2025-01-06: 0 | ACL Cables | LIGHT FITTINGS & BULBS
106 | Fluorescent lamp 36W Single - 4'-0" long , Diffuser Type - Model No: |  | 1 | No | 2024-06-23: 0; 2024-07-23: 0; 2024-08-23: 0; 2024-09-29: 0; 2024-10-29: 0; 2024-11-29: 0; 2025-01-06: 0 | ACL Cables | LIGHT FITTINGS & BULBS
107 | Fluorescent lamp 36W Twin - 4'-0" long , Diffuser Type - Model No: |  | 1 | No | 2024-06-23: 0; 2024-07-23: 0; 2024-08-23: 0; 2024-09-29: 0; 2024-10-29: 0; 2024-11-29: 0; 2025-01-06: 0 | ACL Cables | LIGHT FITTINGS & BULBS
108 | Fluorescent lamp 18W Single - 2'-0" long , Diffuser Type - Model No: |  | 1 | No | 2024-06-23: 0; 2024-07-23: 0; 2024-08-23: 0; 2024-09-29: 0; 2024-10-29: 0; 2024-11-29: 0; 2025-01-06: 0 | ACL Cables | LIGHT FITTINGS & BULBS
109 | Fluorescent lamp 18W Twin - 2'-0" long , Diffuser Type - Model No: |  | 1 | No | 2024-06-23: 0; 2024-07-23: 0; 2024-08-23: 0; 2024-09-29: 0; 2024-10-29: 0; 2024-11-29: 0; 2025-01-06: 0 | ACL Cables | LIGHT FITTINGS & BULBS
110 | Fluorescent lamp 36W Single - 4'-0" long , Reflector Type - Model No: |  | 1 | No | 2024-06-23: 0; 2024-07-23: 0; 2024-08-23: 0; 2024-09-29: 0; 2024-10-29: 0; 2024-11-29: 0; 2025-01-06: 0 | ACL Cables | LIGHT FITTINGS & BULBS
111 | Fluorescent lamp 36W Twin - 4'-0" long , Reflector Type - Model No: |  | 1 | No | 2024-06-23: 0; 2024-07-23: 0; 2024-08-23: 0; 2024-09-29: 0; 2024-10-29: 0; 2024-11-29: 0; 2025-01-06: 0 | ACL Cables | LIGHT FITTINGS & BULBS
112 | Fluorescent lamp 18W Single - 2'-0" long , Reflector Type - Model No |  | 1 | No | 2024-06-23: 0; 2024-07-23: 0; 2024-08-23: 0; 2024-09-29: 0; 2024-10-29: 0; 2024-11-29: 0; 2025-01-06: 0 | ACL Cables | LIGHT FITTINGS & BULBS
113 | Fluorescent lamp 18W Twin - 2'-0" long , Reflector Type - Model No: |  | 1 | No | 2024-06-23: 0; 2024-07-23: 0; 2024-08-23: 0; 2024-09-29: 0; 2024-10-29: 0; 2024-11-29: 0; 2025-01-06: 0 | ACL Cables | LIGHT FITTINGS & BULBS
114 | Fluorescent lamp 36W Single - 4'-0" long , Round Diffuser Type - Model No: |  | 1 | No | 2024-06-23: 0; 2024-07-23: 0; 2024-08-23: 0; 2024-09-29: 0; 2024-10-29: 0; 2024-11-29: 0; 2025-01-06: 0 | ACL Cables | LIGHT FITTINGS & BULBS
115 | Fluorescent lamp 36W Twin - 4'-0" long , Round Diffuser Type - Model No: |  | 1 | No | 2024-06-23: 0; 2024-07-23: 0; 2024-08-23: 0; 2024-09-29: 0; 2024-10-29: 0; 2024-11-29: 0; 2025-01-06: 0 | ACL Cables | LIGHT FITTINGS & BULBS
116 | Fluorescent lamp 18W Single - 2'-0" long , Round Diffuser Type - Model No: |  | 1 | No | 2024-06-23: 0; 2024-07-23: 0; 2024-08-23: 0; 2024-09-29: 0; 2024-10-29: 0; 2024-11-29: 0; 2025-01-06: 0 | ACL Cables | LIGHT FITTINGS & BULBS
117 | Fluorescent lamp 18W Twin - 2'-0" long , Round Diffuser Type - Model No: |  | 1 | No | 2024-06-23: 0; 2024-07-23: 0; 2024-08-23: 0; 2024-09-29: 0; 2024-10-29: 0; 2024-11-29: 0; 2025-01-06: 0 | ACL Cables | LIGHT FITTINGS & BULBS
118 | Fluorescent lamp 36W Single - 4'-0" long , Batton Type - Model No: |  | 1 | No | 2024-06-23: 0; 2024-07-23: 0; 2024-08-23: 0; 2024-09-29: 0; 2024-10-29: 0; 2024-11-29: 0; 2025-01-06: 0 | ACL Cables | LIGHT FITTINGS & BULBS
119 | Fluorescent lamp 36W Twin - 4'-0" long , Batton Type - Model No: |  | 1 | No | 2024-06-23: 0; 2024-07-23: 0; 2024-08-23: 0; 2024-09-29: 0; 2024-10-29: 0; 2024-11-29: 0; 2025-01-06: 0 | ACL Cables | LIGHT FITTINGS & BULBS
120 | Fluorescent lamp 18W Single - 2'-0" long , Batton Type - Model No: |  | 1 | No | 2024-06-23: 0; 2024-07-23: 0; 2024-08-23: 0; 2024-09-29: 0; 2024-10-29: 0; 2024-11-29: 0; 2025-01-06: 0 | ACL Cables | LIGHT FITTINGS & BULBS
121 | Fluorescent lamp 18W Twin - 2'-0" long , Batton Type - Model No: |  | 1 | No | 2024-06-23: 0; 2024-07-23: 0; 2024-08-23: 0; 2024-09-29: 0; 2024-10-29: 0; 2024-11-29: 0; 2025-01-06: 0 | ACL Cables | LIGHT FITTINGS & BULBS
122 | 20W CFL Lamp - Osram , Philips or Approved eqivelvent |  | 1 | No | 2024-06-23: 0; 2024-07-23: 0; 2024-08-23: 0; 2024-09-29: 0; 2024-10-29: 0; 2024-11-29: 0; 2025-01-06: 0 | ACL Cables | LIGHT FITTINGS & BULBS
123 | Incandescent Bulb 100W |  | 1 | No | 2024-06-23: 0; 2024-07-23: 0; 2024-08-23: 0; 2024-09-29: 0; 2024-10-29: 0; 2024-11-29: 0; 2025-01-06: 0 | ACL Cables | LIGHT FITTINGS & BULBS
124 | Mercury Vapour Lamp 125 w clamps with complete |  | 1 | No | 2024-06-23: 0; 2024-07-23: 0; 2024-08-23: 0; 2024-09-29: 0; 2024-10-29: 0; 2024-11-29: 0; 2025-01-06: 0 | ACL Cables | LIGHT FITTINGS & BULBS
125 | Mercury Vapour Lamp 250W clamps with complete |  | 1 | No | 2024-06-23: 0; 2024-07-23: 0; 2024-08-23: 0; 2024-09-29: 0; 2024-10-29: 0; 2024-11-29: 0; 2025-01-06: 0 | ACL Cables | LIGHT FITTINGS & BULBS
[5 empty] | 2024-06-23: 0; 2024-07-23: 0; 2024-08-23: 0; 2024-09-29: 0; 2024-10-29: 0; 2024-11-29: 0; 2025-01-06: 0 | ACL Cables
| FANS |  |  |  | 2024-06-23: 0; 2024-07-23: 0; 2024-08-23: 0; 2024-09-29: 0; 2024-10-29: 0; 2024-11-29: 0; 2025-01-06: 0 | ACL Cables
126 | Ceiling fan (56") Metal Blade - ACL |  | 1 | No | 2024-06-23: 13347.4576; 2024-07-23: 13347.4576; 2024-08-23: 13347.4576; 2024-09-29: 13347.4576; 2024-10-29: 13347.4576; 2024-11-29: 13347.4576; 2025-01-06: 13347.4576 | ACL Cables | FANS
127 | Ceiling fan (56") Aluminium Blade - ACL |  | 1 | No | 2024-06-23: 14194.9153; 2024-07-23: 14194.9153; 2024-08-23: 14194.9153; 2024-09-29: 14194.9153; 2024-10-29: 14194.9153; 2024-11-29: 14194.9153; 2025-01-06: 14194.9153 | ACL Cables | FANS
128 | Ceiling fan (56") Aluminium Blade - Black - ACL |  | 1 | No | 2024-06-23: 15042.3729; 2024-07-23: 15042.3729; 2024-08-23: 15042.3729; 2024-09-29: 15042.3729; 2024-10-29: 15042.3729; 2024-11-29: 15042.3729; 2025-01-06: 15042.3729 | ACL Cables | FANS
129 | Exhaust Fan (K.D.K.) 12" + B lower 12" |  | 1 | No | 2024-06-23: 0; 2024-07-23: 0; 2024-08-23: 0; 2024-09-29: 0; 2024-10-29: 0; 2024-11-29: 0; 2025-01-06: 0 | ACL Cables | FANS
130 | Fan Hook |  | 1 | No | 2024-06-23: 0; 2024-07-23: 0; 2024-08-23: 0; 2024-09-29: 0; 2024-10-29: 0; 2024-11-29: 0; 2025-01-06: 0 | ACL Cables | FANS
131 | Exhaust or blower Fan 12" ( K.D.K. or equalent) |  | 1 | No | 2024-06-23: 0; 2024-07-23: 0; 2024-08-23: 0; 2024-09-29: 0; 2024-10-29: 0; 2024-11-29: 0; 2025-01-06: 0 | ACL Cables | FANS
132 | Wall mounted Fan 16" (KDK or eqquivalent) |  | 1 | No | 2024-06-23: 0; 2024-07-23: 0; 2024-08-23: 0; 2024-09-29: 0; 2024-10-29: 0; 2024-11-29: 0; 2025-01-06: 0 | ACL Cables | FANS
133 | Dimmer Type Fan Regulator |  | 1 | No | 2024-06-23: 0; 2024-07-23: 0; 2024-08-23: 0; 2024-09-29: 0; 2024-10-29: 0; 2024-11-29: 0; 2025-01-06: 0 | ACL Cables | FANS
[5 empty] | 2024-06-23: 0; 2024-07-23: 0; 2024-08-23: 0; 2024-09-29: 0; 2024-10-29: 0; 2024-11-29: 0; 2025-01-06: 0 | ACL Cables
| CONDUITS/ CASINGS |  |  |  | 2024-06-23: 0; 2024-07-23: 0; 2024-08-23: 0; 2024-09-29: 0; 2024-10-29: 0; 2024-11-29: 0; 2025-01-06: 0 | ACL Cables
134 | P.V.C. Conduit 1 1/2" |  | 1 | per lenth | 2024-06-23: 0; 2024-07-23: 0; 2024-08-23: 0; 2024-09-29: 0; 2024-10-29: 0; 2024-11-29: 0; 2025-01-06: 0 | ACL Cables | CONDUITS/ CASINGS
135 | P.V.C. Conduit 1 1/4" |  | 1 | per lenth | 2024-06-23: 0; 2024-07-23: 0; 2024-08-23: 0; 2024-09-29: 0; 2024-10-29: 0; 2024-11-29: 0; 2025-01-06: 0 | ACL Cables | CONDUITS/ CASINGS
136 | P.V.C. Conduit 1 " |  | 1 | per lenth | 2024-06-23: 0; 2024-07-23: 0; 2024-08-23: 0; 2024-09-29: 0; 2024-10-29: 0; 2024-11-29: 0; 2025-01-06: 0 | ACL Cables | CONDUITS/ CASINGS
137 | P.V.C. Conduit 2" |  | 1 | per lenth | 2024-06-23: 0; 2024-07-23: 0; 2024-08-23: 0; 2024-09-29: 0; 2024-10-29: 0; 2024-11-29: 0; 2025-01-06: 0 | ACL Cables | CONDUITS/ CASINGS
138 | P.V.C. Conduit 3/4" |  | 1 | per lenth | 2024-06-23: 0; 2024-07-23: 0; 2024-08-23: 0; 2024-09-29: 0; 2024-10-29: 0; 2024-11-29: 0; 2025-01-06: 0 | ACL Cables | CONDUITS/ CASINGS
139 | P.V.C. Conduit Box |  | 1 | No | 2024-06-23: 0; 2024-07-23: 0; 2024-08-23: 0; 2024-09-29: 0; 2024-10-29: 0; 2024-11-29: 0; 2025-01-06: 0 | ACL Cables | CONDUITS/ CASINGS
140 | P.V.C. Saddles 1 1/2" |  | 1 | No | 2024-06-23: 0; 2024-07-23: 0; 2024-08-23: 0; 2024-09-29: 0; 2024-10-29: 0; 2024-11-29: 0; 2025-01-06: 0 | ACL Cables | CONDUITS/ CASINGS
141 | P.V.C. Saddles 1 1/4" |  | 1 | No | 2024-06-23: 0; 2024-07-23: 0; 2024-08-23: 0; 2024-09-29: 0; 2024-10-29: 0; 2024-11-29: 0; 2025-01-06: 0 | ACL Cables | CONDUITS/ CASINGS
142 | P.V.C. Saddles 1" |  | 1 | No | 2024-06-23: 0; 2024-07-23: 0; 2024-08-23: 0; 2024-09-29: 0; 2024-10-29: 0; 2024-11-29: 0; 2025-01-06: 0 | ACL Cables | CONDUITS/ CASINGS
143 | P.V.C. Saddles 2" |  | 1 | No | 2024-06-23: 0; 2024-07-23: 0; 2024-08-23: 0; 2024-09-29: 0; 2024-10-29: 0; 2024-11-29: 0; 2025-01-06: 0 | ACL Cables | CONDUITS/ CASINGS
144 | P.V.C. Saddles 3/4" |  | 1 | No | 2024-06-23: 0; 2024-07-23: 0; 2024-08-23: 0; 2024-09-29: 0; 2024-10-29: 0; 2024-11-29: 0; 2025-01-06: 0 | ACL Cables | CONDUITS/ CASINGS
145 | 3/4" Sockets (PVC) |  | 1 | No | 2024-06-23: 0; 2024-07-23: 0; 2024-08-23: 0; 2024-09-29: 0; 2024-10-29: 0; 2024-11-29: 0; 2025-01-06: 0 | ACL Cables | CONDUITS/ CASINGS
146 | 1" Sockets (PVC) |  | 1 | No | 2024-06-23: 0; 2024-07-23: 0; 2024-08-23: 0; 2024-09-29: 0; 2024-10-29: 0; 2024-11-29: 0; 2025-01-06: 0 | ACL Cables | CONDUITS/ CASINGS
147 | 1 1/4" Sockets (PVC) |  | 1 | No | 2024-06-23: 0; 2024-07-23: 0; 2024-08-23: 0; 2024-09-29: 0; 2024-10-29: 0; 2024-11-29: 0; 2025-01-06: 0 | ACL Cables | CONDUITS/ CASINGS
148 | 1 1/2" Sockets (PVC) |  | 1 | No | 2024-06-23: 0; 2024-07-23: 0; 2024-08-23: 0; 2024-09-29: 0; 2024-10-29: 0; 2024-11-29: 0; 2025-01-06: 0 | ACL Cables | CONDUITS/ CASINGS
149 | 2" Sockets (PVC) |  | 1 | No | 2024-06-23: 0; 2024-07-23: 0; 2024-08-23: 0; 2024-09-29: 0; 2024-10-29: 0; 2024-11-29: 0; 2025-01-06: 0 | ACL Cables | CONDUITS/ CASINGS
150 | 3/4" Bend (PVC) |  | 1 | No | 2024-06-23: 0; 2024-07-23: 0; 2024-08-23: 0; 2024-09-29: 0; 2024-10-29: 0; 2024-11-29: 0; 2025-01-06: 0 | ACL Cables | CONDUITS/ CASINGS
151 | 1" Bend (PVC) |  | 1 | No | 2024-06-23: 0; 2024-07-23: 0; 2024-08-23: 0; 2024-09-29: 0; 2024-10-29: 0; 2024-11-29: 0; 2025-01-06: 0 | ACL Cables | CONDUITS/ CASINGS
152 | 1 1/4" Bend (PVC) |  | 1 | No | 2024-06-23: 0; 2024-07-23: 0; 2024-08-23: 0; 2024-09-29: 0; 2024-10-29: 0; 2024-11-29: 0; 2025-01-06: 0 | ACL Cables | CONDUITS/ CASINGS
153 | 1 1/2" Bend (PVC) |  | 1 | No | 2024-06-23: 0; 2024-07-23: 0; 2024-08-23: 0; 2024-09-29: 0; 2024-10-29: 0; 2024-11-29: 0; 2025-01-06: 0 | ACL Cables | CONDUITS/ CASINGS
154 | 2" Bend (PVC) |  | 1 | No | 2024-06-23: 0; 2024-07-23: 0; 2024-08-23: 0; 2024-09-29: 0; 2024-10-29: 0; 2024-11-29: 0; 2025-01-06: 0 | ACL Cables | CONDUITS/ CASINGS
155 | Plastic casing & Capping 1" |  | 1 | L.ft 10 | 2024-06-23: 0; 2024-07-23: 0; 2024-08-23: 0; 2024-09-29: 0; 2024-10-29: 0; 2024-11-29: 0; 2025-01-06: 0 | ACL Cables | CONDUITS/ CASINGS
[5 empty] | 2024-06-23: 0; 2024-07-23: 0; 2024-08-23: 0; 2024-09-29: 0; 2024-10-29: 0; 2024-11-29: 0; 2025-01-06: 0 | ACL Cables
| EARTH ELECTRODES |  |  |  | 2024-06-23: 0; 2024-07-23: 0; 2024-08-23: 0; 2024-09-29: 0; 2024-10-29: 0; 2024-11-29: 0; 2025-01-06: 0 | ACL Cables
156 | Earth Electrode - G.I. Pipe 2" dia. x 3.6mm thick |  | 1 | L.ft | 2024-06-23: 0; 2024-07-23: 0; 2024-08-23: 0; 2024-09-29: 0; 2024-10-29: 0; 2024-11-29: 0; 2025-01-06: 0 | ACL Cables | EARTH ELECTRODES
157 | Earth Electrode Copper Plate - 2'-0"x 2'-0"x 3mm thick |  | 1 | No. | 2024-06-23: 0; 2024-07-23: 0; 2024-08-23: 0; 2024-09-29: 0; 2024-10-29: 0; 2024-11-29: 0; 2025-01-06: 0 | ACL Cables | EARTH ELECTRODES
[5 empty] | 2024-06-23: 0; 2024-07-23: 0; 2024-08-23: 0; 2024-09-29: 0; 2024-10-29: 0; 2024-11-29: 0; 2025-01-06: 0 | ACL Cables
| ACCESSORIES |  |  |  | 2024-06-23: 0; 2024-07-23: 0; 2024-08-23: 0; 2024-09-29: 0; 2024-10-29: 0; 2024-11-29: 0; 2025-01-06: 0 | ACL Cables
158 | Brass screws 3/4" |  | 1 | No | 2024-06-23: 0; 2024-07-23: 0; 2024-08-23: 0; 2024-09-29: 0; 2024-10-29: 0; 2024-11-29: 0; 2025-01-06: 0 | ACL Cables | ACCESSORIES
159 | Brass screws 1" |  | 1 | No | 2024-06-23: 0; 2024-07-23: 0; 2024-08-23: 0; 2024-09-29: 0; 2024-10-29: 0; 2024-11-29: 0; 2025-01-06: 0 | ACL Cables | ACCESSORIES
160 | Brass screws 2" |  | 1 | No | 2024-06-23: 0; 2024-07-23: 0; 2024-08-23: 0; 2024-09-29: 0; 2024-10-29: 0; 2024-11-29: 0; 2025-01-06: 0 | ACL Cables | ACCESSORIES
161 | Brass screws 1 1/2" |  | 1 | No | 2024-06-23: 0; 2024-07-23: 0; 2024-08-23: 0; 2024-09-29: 0; 2024-10-29: 0; 2024-11-29: 0; 2025-01-06: 0 | ACL Cables | ACCESSORIES
162 | Brass bolt "X 1/2 " dia with washer & Nut |  | 1 | No | 2024-06-23: 0; 2024-07-23: 0; 2024-08-23: 0; 2024-09-29: 0; 2024-10-29: 0; 2024-11-29: 0; 2025-01-06: 0 | ACL Cables | ACCESSORIES
163 | Ceiling Rose |  | 1 | No | 2024-06-23: 0; 2024-07-23: 0; 2024-08-23: 0; 2024-09-29: 0; 2024-10-29: 0; 2024-11-29: 0; 2025-01-06: 0 | ACL Cables | ACCESSORIES
164 | Connector |  | 1 | No | 2024-06-23: 0; 2024-07-23: 0; 2024-08-23: 0; 2024-09-29: 0; 2024-10-29: 0; 2024-11-29: 0; 2025-01-06: 0 | ACL Cables | ACCESSORIES
165 | Din Rail |  | 1 | 1m | 2024-06-23: 0; 2024-07-23: 0; 2024-08-23: 0; 2024-09-29: 0; 2024-10-29: 0; 2024-11-29: 0; 2025-01-06: 0 | ACL Cables | ACCESSORIES
166 | Dove Tail Plug |  | 1 | No | 2024-06-23: 0; 2024-07-23: 0; 2024-08-23: 0; 2024-09-29: 0; 2024-10-29: 0; 2024-11-29: 0; 2025-01-06: 0 | ACL Cables | ACCESSORIES
167 | Glass Shade |  | 1 | No | 2024-06-23: 0; 2024-07-23: 0; 2024-08-23: 0; 2024-09-29: 0; 2024-10-29: 0; 2024-11-29: 0; 2025-01-06: 0 | ACL Cables | ACCESSORIES
168 | G.I. Chain |  | 1 | L.ft | 2024-06-23: 0; 2024-07-23: 0; 2024-08-23: 0; 2024-09-29: 0; 2024-10-29: 0; 2024-11-29: 0; 2025-01-06: 0 | ACL Cables | ACCESSORIES
169 | Insulation Tape Roll |  | 1 | No | 2024-06-23: 0; 2024-07-23: 0; 2024-08-23: 0; 2024-09-29: 0; 2024-10-29: 0; 2024-11-29: 0; 2025-01-06: 0 | ACL Cables | ACCESSORIES
170 | Rawl Plugs 1 1/2" |  | 1 | No | 2024-06-23: 0; 2024-07-23: 0; 2024-08-23: 0; 2024-09-29: 0; 2024-10-29: 0; 2024-11-29: 0; 2025-01-06: 0 | ACL Cables | ACCESSORIES
171 | Solder |  | 1 | Lb | 2024-06-23: 0; 2024-07-23: 0; 2024-08-23: 0; 2024-09-29: 0; 2024-10-29: 0; 2024-11-29: 0; 2025-01-06: 0 | ACL Cables | ACCESSORIES
172 | Spacer bar Saddles 3/4" |  | 1 | No | 2024-06-23: 0; 2024-07-23: 0; 2024-08-23: 0; 2024-09-29: 0; 2024-10-29: 0; 2024-11-29: 0; 2025-01-06: 0 | ACL Cables | ACCESSORIES
173 | Junction Box 3 way with plate |  | 1 | No | 2024-06-23: 0; 2024-07-23: 0; 2024-08-23: 0; 2024-09-29: 0; 2024-10-29: 0; 2024-11-29: 0; 2025-01-06: 0 | ACL Cables | ACCESSORIES
174 | Plastic shade |  | 1 | No | 2024-06-23: 0; 2024-07-23: 0; 2024-08-23: 0; 2024-09-29: 0; 2024-10-29: 0; 2024-11-29: 0; 2025-01-06: 0 | ACL Cables | ACCESSORIES
175 | Sunk Box fixed nut type single plastic |  | 1 | No | 2024-06-23: 0; 2024-07-23: 0; 2024-08-23: 0; 2024-09-29: 0; 2024-10-29: 0; 2024-11-29: 0; 2025-01-06: 0 | ACL Cables | ACCESSORIES
176 | Suspension hook |  | 1 | No | 2024-06-23: 0; 2024-07-23: 0; 2024-08-23: 0; 2024-09-29: 0; 2024-10-29: 0; 2024-11-29: 0; 2025-01-06: 0 | ACL Cables | ACCESSORIES
177 | Wire Clips 1"-2 1/2" |  | 1 | 100 Nos | 2024-06-23: 0; 2024-07-23: 0; 2024-08-23: 0; 2024-09-29: 0; 2024-10-29: 0; 2024-11-29: 0; 2025-01-06: 0 | ACL Cables | ACCESSORIES
178 | Wodden Block |  | 1 | No | 2024-06-23: 0; 2024-07-23: 0; 2024-08-23: 0; 2024-09-29: 0; 2024-10-29: 0; 2024-11-29: 0; 2025-01-06: 0 | ACL Cables | ACCESSORIES
179 | Wodden board |  | 1 | No | 2024-06-23: 0; 2024-07-23: 0; 2024-08-23: 0; 2024-09-29: 0; 2024-10-29: 0; 2024-11-29: 0; 2025-01-06: 0 | ACL Cables | ACCESSORIES
180 | Wodden Plug |  | 1 | No | 2024-06-23: 0; 2024-07-23: 0; 2024-08-23: 0; 2024-09-29: 0; 2024-10-29: 0; 2024-11-29: 0; 2025-01-06: 0 | ACL Cables | ACCESSORIES
181 | Flexible cords 14/0076 2 core |  | 1 | 100m | 2024-06-23: 0; 2024-07-23: 0; 2024-08-23: 0; 2024-09-29: 0; 2024-10-29: 0; 2024-11-29: 0; 2025-01-06: 0 | ACL Cables | ACCESSORIES
182 | Flexible cords 14/0076 3 core |  | 1 | 100m | 2024-06-23: 0; 2024-07-23: 0; 2024-08-23: 0; 2024-09-29: 0; 2024-10-29: 0; 2024-11-29: 0; 2025-01-06: 0 | ACL Cables | ACCESSORIES
183 | Holders batten Type |  | 1 | No | 2024-06-23: 0; 2024-07-23: 0; 2024-08-23: 0; 2024-09-29: 0; 2024-10-29: 0; 2024-11-29: 0; 2025-01-06: 0 | ACL Cables | ACCESSORIES
184 | Holders Pendent Type |  | 1 | No | 2024-06-23: 0; 2024-07-23: 0; 2024-08-23: 0; 2024-09-29: 0; 2024-10-29: 0; 2024-11-29: 0; 2025-01-06: 0 | ACL Cables | ACCESSORIES
185 | Neutral Link 14 Holes |  | 1 | No | 2024-06-23: 0; 2024-07-23: 0; 2024-08-23: 0; 2024-09-29: 0; 2024-10-29: 0; 2024-11-29: 0; 2025-01-06: 0 | ACL Cables | ACCESSORIES
186 | Neutral Link 7 Holes |  | 1 | No | 2024-06-23: 0; 2024-07-23: 0; 2024-08-23: 0; 2024-09-29: 0; 2024-10-29: 0; 2024-11-29: 0; 2025-01-06: 0 | ACL Cables | ACCESSORIES
187 | Spot Bulb 150W White |  | 1 | No | 2024-06-23: 0; 2024-07-23: 0; 2024-08-23: 0; 2024-09-29: 0; 2024-10-29: 0; 2024-11-29: 0; 2025-01-06: 0 | ACL Cables | ACCESSORIES
188 | Spot holder |  | 1 | No | 2024-06-23: 0; 2024-07-23: 0; 2024-08-23: 0; 2024-09-29: 0; 2024-10-29: 0; 2024-11-29: 0; 2025-01-06: 0 | ACL Cables | ACCESSORIES
189 | Spot light lamp holder |  | 1 | No | 2024-06-23: 0; 2024-07-23: 0; 2024-08-23: 0; 2024-09-29: 0; 2024-10-29: 0; 2024-11-29: 0; 2025-01-06: 0 | ACL Cables | ACCESSORIES
190 | Spot light lamp bulb |  | 1 | No | 2024-06-23: 0; 2024-07-23: 0; 2024-08-23: 0; 2024-09-29: 0; 2024-10-29: 0; 2024-11-29: 0; 2025-01-06: 0 | ACL Cables | ACCESSORIES
191 | Water tight lamp holder |  | 1 | No | 2024-06-23: 0; 2024-07-23: 0; 2024-08-23: 0; 2024-09-29: 0; 2024-10-29: 0; 2024-11-29: 0; 2025-01-06: 0 | ACL Cables | ACCESSORIES
192 | Water tight lamp bulb |  | 1 | No | 2024-06-23: 0; 2024-07-23: 0; 2024-08-23: 0; 2024-09-29: 0; 2024-10-29: 0; 2024-11-29: 0; 2025-01-06: 0 | ACL Cables | ACCESSORIES
[5 empty] | 2024-06-23: 0; 2024-07-23: 0; 2024-08-23: 0; 2024-09-29: 0; 2024-10-29: 0; 2024-11-29: 0; 2025-01-06: 0 |  | ACCESSORIES
[17 empty] | 0 | 0 | 0 | 0 | 0 | 0 | 0
[17 empty] | 0 | 0 | 0 | 0 | 0 | 0 | 0
[17 empty] | 0 | 0 | 0 | 0 | 0 | 0 | 0
[17 empty] | 0 | 0 | 0 | 0 | 0 | 0 | 0
[17 empty] | 0 | 0 | 0 | 0 | 0 | 0 | 0
[17 empty] | 0 | 0 | 0 | 0 | 0 | 0 | 0
[17 empty] | 0 | 0 | 0 | 0 | 0 | 0 | 0
[17 empty] | 0 | 0 | 0 | 0 | 0 | 0 | 0
348100

## Plumbing
Materials Prices Fluctuation Analysis 2024 - Plumbing (Excluding VAT & including SSCL)
[5 empty] | 6 | 7 | 8 | 9 | [16 empty] | 1.18
Nr | Materials list | QTY | Unit | Average price in 2022 | 2023-06-30 | 2023-07-31 | 2023-08-31 | 2023-09-30 | 2023-10-31 | 2023-11-30 | 2023-12-31 | 2024-01-31 | 2024-02-29 | 2024-03-31 | 2024-04-30 | 2024-05-31 | 2024-06-30 | 2024-07-31 | 2024-08-31 | 2024-09-26 | 2024-10-26 | 2024-11-26 | 2024-12-26 | Source |  | Category | SubCategory | SubSubCategory
uPVC PRESSURE PIPES
1 | PNT14 Plain Ended 20mm | 1 | length | [8 empty] | 576.2712 | 576.2712 | 576.2712 | 576.2712 | 576.2712 | 576.2712 | 576.2712 | 576.2712 | 576.2712 | 576.2712 | 576.2712 | 576.2712 | S-lon price list | 680 | uPVC PRESSURE PIPES
2 | PNT11 Plain Ended 25mm | 1 | length | [8 empty] | 1135.5932 | 1135.5932 | 1135.5932 | 1135.5932 | 1135.5932 | 1135.5932 | 1135.5932 | 1135.5932 | 1135.5932 | 1135.5932 | 1135.5932 | 1135.5932 | S-lon price list | 1340 | uPVC PRESSURE PIPES
3 | PNT11 Plain Ended 32mm | 1 | length | [8 empty] | 1525.4237 | 1525.4237 | 1525.4237 | 1525.4237 | 1525.4237 | 1525.4237 | 1525.4237 | 1525.4237 | 1525.4237 | 1525.4237 | 1525.4237 | 1525.4237 | S-lon price list | 1800 | uPVC PRESSURE PIPES
4 | PNT11 Plain Ended 40mm | 1 | length | [8 empty] | 2406.7797 | 2406.7797 | 2406.7797 | 2406.7797 | 2406.7797 | 2406.7797 | 2406.7797 | 2406.7797 | 2406.7797 | 2406.7797 | 2406.7797 | 2406.7797 | S-lon price list | 2840 | uPVC PRESSURE PIPES
5 | PNT11 Plain Ended 50mm | 1 | length | [8 empty] | 3745.7627 | 3745.7627 | 3745.7627 | 3745.7627 | 3745.7627 | 3745.7627 | 3745.7627 | 3745.7627 | 3745.7627 | 3745.7627 | 3745.7627 | 3745.7627 | S-lon price list | 4420 | uPVC PRESSURE PIPES
6 | PNT11 Plain Ended 63mm | 1 | length | [8 empty] | 5864.4068 | 5864.4068 | 5864.4068 | 5864.4068 | 5864.4068 | 5864.4068 | 5864.4068 | 5864.4068 | 5864.4068 | 5864.4068 | 5864.4068 | 5864.4068 | S-lon price list | 6920 | uPVC PRESSURE PIPES
7 | PNT11 Plain Ended 75mm | 1 | length | [8 empty] | 6864.4068 | 6864.4068 | 6864.4068 | 6864.4068 | 6864.4068 | 6864.4068 | 6864.4068 | 6864.4068 | 6864.4068 | 6864.4068 | 6864.4068 | 6864.4068 | S-lon price list | 8100 | uPVC PRESSURE PIPES
8 | PNT11 Plain Ended 90mm | 1 | length | [8 empty] | 14771.1864 | 14771.1864 | 14771.1864 | 14771.1864 | 14771.1864 | 14771.1864 | 14771.1864 | 14771.1864 | 14771.1864 | 14771.1864 | 14771.1864 | 14771.1864 | S-lon price list | 17430 | uPVC PRESSURE PIPES
9 | PNT11 Plain Ended 110mm | 1 | length | [8 empty] | 18000 | 18000 | 18000 | 18000 | 18000 | 18000 | 18000 | 18000 | 18000 | 18000 | 18000 | 18000 | S-lon price list | 21240 | uPVC PRESSURE PIPES
10 | PNT11 Plain Ended 140mm | 1 | length | [8 empty] | 27966.1017 | 27966.1017 | 27966.1017 | 27966.1017 | 27966.1017 | 27966.1017 | 27966.1017 | 27966.1017 | 27966.1017 | 27966.1017 | 27966.1017 | 27966.1017 | S-lon price list | 33000 | uPVC PRESSURE PIPES
11 | PNT11 Plain Ended 160mm | 1 | length | [8 empty] | 37677.9661 | 37677.9661 | 37677.9661 | 37677.9661 | 37677.9661 | 37677.9661 | 37677.9661 | 37677.9661 | 37677.9661 | 37677.9661 | 37677.9661 | 37677.9661 | S-lon price list | 44460 | uPVC PRESSURE PIPES
12 | PNT11 Plain Ended 225mm | 1 | length | [8 empty] | 73983.0508 | 73983.0508 | 73983.0508 | 73983.0508 | 73983.0508 | 73983.0508 | 73983.0508 | 73983.0508 | 73983.0508 | 73983.0508 | 73983.0508 | 73983.0508 | S-lon price list | 87300 | uPVC PRESSURE PIPES
13 | PNT11 Plain Ended 280mm | 1 | length | [8 empty] | 114203.3898 | 114203.3898 | 114203.3898 | 114203.3898 | 114203.3898 | 114203.3898 | 114203.3898 | 114203.3898 | 114203.3898 | 114203.3898 | 114203.3898 | 114203.3898 | S-lon price list | 134760 | uPVC PRESSURE PIPES
14 | PNT11 Plain Ended 315mm | 1 | length | [8 empty] | 143872.8814 | 143872.8814 | 143872.8814 | 143872.8814 | 143872.8814 | 143872.8814 | 143872.8814 | 143872.8814 | 143872.8814 | 143872.8814 | 143872.8814 | 143872.8814 | S-lon price list | 169770 | uPVC PRESSURE PIPES
15 | PNT11 Solvent Socketed 25mm | 1 | length | [8 empty] | 1220.339 | 1220.339 | 1220.339 | 1220.339 | 1220.339 | 1220.339 | 1220.339 | 1220.339 | 1220.339 | 1220.339 | 1220.339 | 1220.339 | S-lon price list | 1440 | uPVC PRESSURE PIPES
16 | PNT11 Solvent Socketed 32mm | 1 | length | [8 empty] | 1542.3729 | 1542.3729 | 1542.3729 | 1542.3729 | 1542.3729 | 1542.3729 | 1542.3729 | 1542.3729 | 1542.3729 | 1542.3729 | 1542.3729 | 1542.3729 | S-lon price list | 1820 | uPVC PRESSURE PIPES
17 | PNT11 Solvent Socketed 40mm | 1 | length | [8 empty] | 2406.7797 | 2406.7797 | 2406.7797 | 2406.7797 | 2406.7797 | 2406.7797 | 2406.7797 | 2406.7797 | 2406.7797 | 2406.7797 | 2406.7797 | 2406.7797 | S-lon price list | 2840 | uPVC PRESSURE PIPES
18 | PNT11 Solvent Socketed 50mm | 1 | length | [8 empty] | 3796.6102 | 3796.6102 | 3796.6102 | 3796.6102 | 3796.6102 | 3796.6102 | 3796.6102 | 3796.6102 | 3796.6102 | 3796.6102 | 3796.6102 | 3796.6102 | S-lon price list | 4480 | uPVC PRESSURE PIPES
19 | PNT11 Solvent Socketed 63mm | 1 | length | [8 empty] | 5966.1017 | 5966.1017 | 5966.1017 | 5966.1017 | 5966.1017 | 5966.1017 | 5966.1017 | 5966.1017 | 5966.1017 | 5966.1017 | 5966.1017 | 5966.1017 | S-lon price list | 7040 | uPVC PRESSURE PIPES
20 | PNT11 Solvent Socketed 75mm | 1 | length | [8 empty] | 7033.8983 | 7033.8983 | 7033.8983 | 7033.8983 | 7033.8983 | 7033.8983 | 7033.8983 | 7033.8983 | 7033.8983 | 7033.8983 | 7033.8983 | 7033.8983 | S-lon price list | 8300 | uPVC PRESSURE PIPES
21 | PNT11 Solvent Socketed 90mm | 1 | length | [8 empty] | 15025.4237 | 15025.4237 | 15025.4237 | 15025.4237 | 15025.4237 | 15025.4237 | 15025.4237 | 15025.4237 | 15025.4237 | 15025.4237 | 15025.4237 | 15025.4237 | S-lon price list | 17730 | uPVC PRESSURE PIPES
22 | PNT11 Solvent Socketed 110mm | 1 | length | [8 empty] | 18305.0847 | 18305.0847 | 18305.0847 | 18305.0847 | 18305.0847 | 18305.0847 | 18305.0847 | 18305.0847 | 18305.0847 | 18305.0847 | 18305.0847 | 18305.0847 | S-lon price list | 21600 | uPVC PRESSURE PIPES
23 | PNT11 Solvent Socketed 140mm | 1 | length | [8 empty] | 29415.2542 | 29415.2542 | 29415.2542 | 29415.2542 | 29415.2542 | 29415.2542 | 29415.2542 | 29415.2542 | 29415.2542 | 29415.2542 | 29415.2542 | 29415.2542 | S-lon price list | 34710 | uPVC PRESSURE PIPES
24 | PNT11 Solvent Socketed 160mm | 1 | length | [8 empty] | 38618.6441 | 38618.6441 | 38618.6441 | 38618.6441 | 38618.6441 | 38618.6441 | 38618.6441 | 38618.6441 | 38618.6441 | 38618.6441 | 38618.6441 | 38618.6441 | S-lon price list | 45570 | uPVC PRESSURE PIPES
25 | PNT11 Solvent Socketed 225mm | 1 | length | [8 empty] | 76754.2373 | 76754.2373 | 76754.2373 | 76754.2373 | 76754.2373 | 76754.2373 | 76754.2373 | 76754.2373 | 76754.2373 | 76754.2373 | 76754.2373 | 76754.2373 | S-lon price list | 90570 | uPVC PRESSURE PIPES
26 | PNT11 Solvent Socketed 280mm | 1 | length | [8 empty] | 118423.7288 | 118423.7288 | 118423.7288 | 118423.7288 | 118423.7288 | 118423.7288 | 118423.7288 | 118423.7288 | 118423.7288 | 118423.7288 | 118423.7288 | 118423.7288 | S-lon price list | 139740 | uPVC PRESSURE PIPES
27 | PNT11 Solvent Socketed 315mm | 1 | length | [8 empty] | 149262.7119 | 149262.7119 | 149262.7119 | 149262.7119 | 149262.7119 | 149262.7119 | 149262.7119 | 149262.7119 | 149262.7119 | 149262.7119 | 149262.7119 | 149262.7119 | S-lon price list | 176130 | uPVC PRESSURE PIPES
28 | PNT11 Bell Formed 63mm | 1 | length | [8 empty] | 6050.8475 | 6050.8475 | 6050.8475 | 6050.8475 | 6050.8475 | 6050.8475 | 6050.8475 | 6050.8475 | 6050.8475 | 6050.8475 | 6050.8475 | 6050.8475 | S-lon price list | 7140 | uPVC PRESSURE PIPES
29 | PNT11 Bell Formed 75mm | 1 | length | [8 empty] | 7254.2373 | 7254.2373 | 7254.2373 | 7254.2373 | 7254.2373 | 7254.2373 | 7254.2373 | 7254.2373 | 7254.2373 | 7254.2373 | 7254.2373 | 7254.2373 | S-lon price list | 8560 | uPVC PRESSURE PIPES
30 | PNT11 Bell Formed 90mm | 1 | length | [8 empty] | 15152.5424 | 15152.5424 | 15152.5424 | 15152.5424 | 15152.5424 | 15152.5424 | 15152.5424 | 15152.5424 | 15152.5424 | 15152.5424 | 15152.5424 | 15152.5424 | S-lon price list | 17880 | uPVC PRESSURE PIPES
31 | PNT11 Bell Formed 110mm | 1 | length | [8 empty] | 18483.0508 | 18483.0508 | 18483.0508 | 18483.0508 | 18483.0508 | 18483.0508 | 18483.0508 | 18483.0508 | 18483.0508 | 18483.0508 | 18483.0508 | 18483.0508 | S-lon price list | 21810 | uPVC PRESSURE PIPES
32 | PNT11 Bell Formed 140mm | 1 | length | [8 empty] | 29542.3729 | 29542.3729 | 29542.3729 | 29542.3729 | 29542.3729 | 29542.3729 | 29542.3729 | 29542.3729 | 29542.3729 | 29542.3729 | 29542.3729 | 29542.3729 | S-lon price list | 34860 | uPVC PRESSURE PIPES
33 | PNT11 Bell Formed 160mm | 1 | length | [8 empty] | 38745.7627 | 38745.7627 | 38745.7627 | 38745.7627 | 38745.7627 | 38745.7627 | 38745.7627 | 38745.7627 | 38745.7627 | 38745.7627 | 38745.7627 | 38745.7627 | S-lon price list | 45720 | uPVC PRESSURE PIPES
34 | PNT11 Bell Formed 225mm | 1 | length | [8 empty] | 76881.3559 | 76881.3559 | 76881.3559 | 76881.3559 | 76881.3559 | 76881.3559 | 76881.3559 | 76881.3559 | 76881.3559 | 76881.3559 | 76881.3559 | 76881.3559 | S-lon price list | 90720 | uPVC PRESSURE PIPES
35 | PNT11 Bell Formed 280mm | 1 | length | [8 empty] | 118474.5763 | 118474.5763 | 118474.5763 | 118474.5763 | 118474.5763 | 118474.5763 | 118474.5763 | 118474.5763 | 118474.5763 | 118474.5763 | 118474.5763 | 118474.5763 | S-lon price list | 139800 | uPVC PRESSURE PIPES
36 | PNT11 Bell Formed 315mm | 1 | length | [8 empty] | 149466.1017 | 149466.1017 | 149466.1017 | 149466.1017 | 149466.1017 | 149466.1017 | 149466.1017 | 149466.1017 | 149466.1017 | 149466.1017 | 149466.1017 | 149466.1017 | S-lon price list | 176370 | uPVC PRESSURE PIPES
37 | PNT9 Plain Ended 32mm | 1 | length | [8 empty] | 1457.6271 | 1457.6271 | 1457.6271 | 1457.6271 | 1457.6271 | 1457.6271 | 1457.6271 | 1457.6271 | 1457.6271 | 1457.6271 | 1457.6271 | 1457.6271 | S-lon price list | 1720 | uPVC PRESSURE PIPES
38 | PNT9 Plain Ended 40mm | 1 | length | [8 empty] | 1949.1525 | 1949.1525 | 1949.1525 | 1949.1525 | 1949.1525 | 1949.1525 | 1949.1525 | 1949.1525 | 1949.1525 | 1949.1525 | 1949.1525 | 1949.1525 | S-lon price list | 2300 | uPVC PRESSURE PIPES
39 | PNT9 Plain Ended50mm | 1 | length | [8 empty] | 3050.8475 | 3050.8475 | 3050.8475 | 3050.8475 | 3050.8475 | 3050.8475 | 3050.8475 | 3050.8475 | 3050.8475 | 3050.8475 | 3050.8475 | 3050.8475 | S-lon price list | 3600 | uPVC PRESSURE PIPES
40 | PNT9 Plain Ended 63mm | 1 | length | [8 empty] | 4711.8644 | 4711.8644 | 4711.8644 | 4711.8644 | 4711.8644 | 4711.8644 | 4711.8644 | 4711.8644 | 4711.8644 | 4711.8644 | 4711.8644 | 4711.8644 | S-lon price list | 5560 | uPVC PRESSURE PIPES
41 | PNT9 Plain Ended 75mm | 1 | length | [8 empty] | 5779.661 | 5779.661 | 5779.661 | 5779.661 | 5779.661 | 5779.661 | 5779.661 | 5779.661 | 5779.661 | 5779.661 | 5779.661 | 5779.661 | S-lon price list | 6820 | uPVC PRESSURE PIPES
42 | PNT9 Plain Ended 90mm | 1 | length | [8 empty] | 12305.0847 | 12305.0847 | 12305.0847 | 12305.0847 | 12305.0847 | 12305.0847 | 12305.0847 | 12305.0847 | 12305.0847 | 12305.0847 | 12305.0847 | 12305.0847 | S-lon price list | 14520 | uPVC PRESSURE PIPES
43 | PNT9 Plain Ended 110mm | 1 | length | [8 empty] | 14516.9492 | 14516.9492 | 14516.9492 | 14516.9492 | 14516.9492 | 14516.9492 | 14516.9492 | 14516.9492 | 14516.9492 | 14516.9492 | 14516.9492 | 14516.9492 | S-lon price list | 17130 | uPVC PRESSURE PIPES
44 | PNT9 Plain Ended 140mm | 1 | length | [8 empty] | 23059.322 | 23059.322 | 23059.322 | 23059.322 | 23059.322 | 23059.322 | 23059.322 | 23059.322 | 23059.322 | 23059.322 | 23059.322 | 23059.322 | S-lon price list | 27210 | uPVC PRESSURE PIPES
45 | PNT9 Plain Ended 160mm | 1 | length | [8 empty] | 30864.4068 | 30864.4068 | 30864.4068 | 30864.4068 | 30864.4068 | 30864.4068 | 30864.4068 | 30864.4068 | 30864.4068 | 30864.4068 | 30864.4068 | 30864.4068 | S-lon price list | 36420 | uPVC PRESSURE PIPES
46 | PNT9 Plain Ended 225mm | 1 | length | [8 empty] | 61237.2881 | 61237.2881 | 61237.2881 | 61237.2881 | 61237.2881 | 61237.2881 | 61237.2881 | 61237.2881 | 61237.2881 | 61237.2881 | 61237.2881 | 61237.2881 | S-lon price list | 72260 | uPVC PRESSURE PIPES
47 | PNT9 Plain Ended 280mm | 1 | length | [8 empty] | 92262.7119 | 92262.7119 | 92262.7119 | 92262.7119 | 92262.7119 | 92262.7119 | 92262.7119 | 92262.7119 | 92262.7119 | 92262.7119 | 92262.7119 | 92262.7119 | S-lon price list | 108870 | uPVC PRESSURE PIPES
48 | PNT9 Plain Ended 315mm | 1 | length | [8 empty] | 117483.0508 | 117483.0508 | 117483.0508 | 117483.0508 | 117483.0508 | 117483.0508 | 117483.0508 | 117483.0508 | 117483.0508 | 117483.0508 | 117483.0508 | 117483.0508 | S-lon price list | 138630 | uPVC PRESSURE PIPES
49 | PNT9 Solvent Socketed 63mm | 1 | length | [8 empty] | 1542.3729 | 1542.3729 | 1542.3729 | 1542.3729 | 1542.3729 | 1542.3729 | 1542.3729 | 1542.3729 | 1542.3729 | 1542.3729 | 1542.3729 | 1542.3729 | S-lon price list | 1820 | uPVC PRESSURE PIPES
50 | PNT9 Solvent Socketed 32mm | 1 | length | [8 empty] | 1966.1017 | 1966.1017 | 1966.1017 | 1966.1017 | 1966.1017 | 1966.1017 | 1966.1017 | 1966.1017 | 1966.1017 | 1966.1017 | 1966.1017 | 1966.1017 | S-lon price list | 2320 | uPVC PRESSURE PIPES
51 | PNT9 Solvent Socketed 40mm | 1 | length | [8 empty] | 3084.7458 | 3084.7458 | 3084.7458 | 3084.7458 | 3084.7458 | 3084.7458 | 3084.7458 | 3084.7458 | 3084.7458 | 3084.7458 | 3084.7458 | 3084.7458 | S-lon price list | 3640 | uPVC PRESSURE PIPES
52 | PNT9 Solvent Socketed 63mm | 1 | length | [8 empty] | 4796.6102 | 4796.6102 | 4796.6102 | 4796.6102 | 4796.6102 | 4796.6102 | 4796.6102 | 4796.6102 | 4796.6102 | 4796.6102 | 4796.6102 | 4796.6102 | S-lon price list | 5660 | uPVC PRESSURE PIPES
53 | PNT9 Solvent Socketed 75mm | 1 | length | [8 empty] | 5915.2542 | 5915.2542 | 5915.2542 | 5915.2542 | 5915.2542 | 5915.2542 | 5915.2542 | 5915.2542 | 5915.2542 | 5915.2542 | 5915.2542 | 5915.2542 | S-lon price list | 6980 | uPVC PRESSURE PIPES
54 | PNT9 Solvent Socketed 90mm | 1 | length | [8 empty] | 12406.7797 | 12406.7797 | 12406.7797 | 12406.7797 | 12406.7797 | 12406.7797 | 12406.7797 | 12406.7797 | 12406.7797 | 12406.7797 | 12406.7797 | 12406.7797 | S-lon price list | 14640 | uPVC PRESSURE PIPES
55 | PNT9 Solvent Socketed 110mm | 1 | length | [8 empty] | 14771.1864 | 14771.1864 | 14771.1864 | 14771.1864 | 14771.1864 | 14771.1864 | 14771.1864 | 14771.1864 | 14771.1864 | 14771.1864 | 14771.1864 | 14771.1864 | S-lon price list | 17430 | uPVC PRESSURE PIPES
56 | PNT9 Solvent Socketed 140mm | 1 | length | [8 empty] | 24101.6949 | 24101.6949 | 24101.6949 | 24101.6949 | 24101.6949 | 24101.6949 | 24101.6949 | 24101.6949 | 24101.6949 | 24101.6949 | 24101.6949 | 24101.6949 | S-lon price list | 28440 | uPVC PRESSURE PIPES
57 | PNT9 Solvent Socketed 160mm | 1 | length | [8 empty] | 31627.1186 | 31627.1186 | 31627.1186 | 31627.1186 | 31627.1186 | 31627.1186 | 31627.1186 | 31627.1186 | 31627.1186 | 31627.1186 | 31627.1186 | 31627.1186 | S-lon price list | 37320 | uPVC PRESSURE PIPES
58 | PNT9 Solvent Socketed 225mm | 1 | length | [8 empty] | 62008.4746 | 62008.4746 | 62008.4746 | 62008.4746 | 62008.4746 | 62008.4746 | 62008.4746 | 62008.4746 | 62008.4746 | 62008.4746 | 62008.4746 | 62008.4746 | S-lon price list | 73170 | uPVC PRESSURE PIPES
59 | PNT9 Solvent Socketed 280mm | 1 | length | [8 empty] | 95669.4915 | 95669.4915 | 95669.4915 | 95669.4915 | 95669.4915 | 95669.4915 | 95669.4915 | 95669.4915 | 95669.4915 | 95669.4915 | 95669.4915 | 95669.4915 | S-lon price list | 112890 | uPVC PRESSURE PIPES
60 | PNT9 Solvent Socketed 315mm | 1 | length | [8 empty] | 12559.322 | 12559.322 | 12559.322 | 12559.322 | 12559.322 | 12559.322 | 12559.322 | 12559.322 | 12559.322 | 12559.322 | 12559.322 | 12559.322 | S-lon price list | 14820 | uPVC PRESSURE PIPES
61 | PNT9 Bell Formed 63mm | 1 | length | [8 empty] | 4864.4068 | 4864.4068 | 4864.4068 | 4864.4068 | 4864.4068 | 4864.4068 | 4864.4068 | 4864.4068 | 4864.4068 | 4864.4068 | 4864.4068 | 4864.4068 | S-lon price list | 5740 | uPVC PRESSURE PIPES
62 | PNT9 Bell Formed 75mm | 1 | length | [8 empty] | 5983.0508 | 5983.0508 | 5983.0508 | 5983.0508 | 5983.0508 | 5983.0508 | 5983.0508 | 5983.0508 | 5983.0508 | 5983.0508 | 5983.0508 | 5983.0508 | S-lon price list | 7060 | uPVC PRESSURE PIPES
63 | PNT9 Bell Formed 90mm | 1 | length | [8 empty] | 12508.4746 | 12508.4746 | 12508.4746 | 12508.4746 | 12508.4746 | 12508.4746 | 12508.4746 | 12508.4746 | 12508.4746 | 12508.4746 | 12508.4746 | 12508.4746 | S-lon price list | 14760 | uPVC PRESSURE PIPES
64 | PNT9 Bell Formed 110mm | 1 | length | [8 empty] | 14923.7288 | 14923.7288 | 14923.7288 | 14923.7288 | 14923.7288 | 14923.7288 | 14923.7288 | 14923.7288 | 14923.7288 | 14923.7288 | 14923.7288 | 14923.7288 | S-lon price list | 17610 | uPVC PRESSURE PIPES
65 | PNT9 Bell Formed 140mm | 1 | length | [8 empty] | 24228.8136 | 24228.8136 | 24228.8136 | 24228.8136 | 24228.8136 | 24228.8136 | 24228.8136 | 24228.8136 | 24228.8136 | 24228.8136 | 24228.8136 | 24228.8136 | S-lon price list | 28590 | uPVC PRESSURE PIPES
66 | PNT9 Bell Formed 160mm | 1 | length | [8 empty] | 31754.2373 | 31754.2373 | 31754.2373 | 31754.2373 | 31754.2373 | 31754.2373 | 31754.2373 | 31754.2373 | 31754.2373 | 31754.2373 | 31754.2373 | 31754.2373 | S-lon price list | 37470 | uPVC PRESSURE PIPES
67 | PNT9 Bell Formed 225mm | 1 | length | [8 empty] | 62288.1356 | 62288.1356 | 62288.1356 | 62288.1356 | 62288.1356 | 62288.1356 | 62288.1356 | 62288.1356 | 62288.1356 | 62288.1356 | 62288.1356 | 62288.1356 | S-lon price list | 73500 | uPVC PRESSURE PIPES
68 | PNT9 Bell Formed 280mm | 1 | length | [8 empty] | 95720.339 | 95720.339 | 95720.339 | 95720.339 | 95720.339 | 95720.339 | 95720.339 | 95720.339 | 95720.339 | 95720.339 | 95720.339 | 95720.339 | S-lon price list | 112950 | uPVC PRESSURE PIPES
69 | PNT9 Bell Formed 315mm | 1 | length | [8 empty] | 122008.4746 | 122008.4746 | 122008.4746 | 122008.4746 | 122008.4746 | 122008.4746 | 122008.4746 | 122008.4746 | 122008.4746 | 122008.4746 | 122008.4746 | 122008.4746 | S-lon price list | 143970 | uPVC PRESSURE PIPES
70 | PNT7 Plain Ended 32mm | 1 | length | [8 empty] | 966.1017 | 966.1017 | 966.1017 | 966.1017 | 966.1017 | 966.1017 | 966.1017 | 966.1017 | 966.1017 | 966.1017 | 966.1017 | 966.1017 | S-lon price list | 1140 | uPVC PRESSURE PIPES
71 | PNT7 Plain Ended 40mm | 1 | length | [8 empty] | 1661.0169 | 1661.0169 | 1661.0169 | 1661.0169 | 1661.0169 | 1661.0169 | 1661.0169 | 1661.0169 | 1661.0169 | 1661.0169 | 1661.0169 | 1661.0169 | S-lon price list | 1960 | uPVC PRESSURE PIPES
72 | PNT7 Plain Ended 50mm | 1 | length | [8 empty] | 2796.6102 | 2796.6102 | 2796.6102 | 2796.6102 | 2796.6102 | 2796.6102 | 2796.6102 | 2796.6102 | 2796.6102 | 2796.6102 | 2796.6102 | 2796.6102 | S-lon price list | 3300 | uPVC PRESSURE PIPES
73 | PNT7 Plain Ended 63mm | 1 | length | [8 empty] | 4016.9492 | 4016.9492 | 4016.9492 | 4016.9492 | 4016.9492 | 4016.9492 | 4016.9492 | 4016.9492 | 4016.9492 | 4016.9492 | 4016.9492 | 4016.9492 | S-lon price list | 4740 | uPVC PRESSURE PIPES
74 | PNT7 Plain Ended 75mm | 1 | length | [8 empty] | 4576.2712 | 4576.2712 | 4576.2712 | 4576.2712 | 4576.2712 | 4576.2712 | 4576.2712 | 4576.2712 | 4576.2712 | 4576.2712 | 4576.2712 | 4576.2712 | S-lon price list | 5400 | uPVC PRESSURE PIPES
75 | PNT7 Plain Ended 90mm | 1 | length | [8 empty] | 9915.2542 | 9915.2542 | 9915.2542 | 9915.2542 | 9915.2542 | 9915.2542 | 9915.2542 | 9915.2542 | 9915.2542 | 9915.2542 | 9915.2542 | 9915.2542 | S-lon price list | 11700 | uPVC PRESSURE PIPES
76 | PNT7 Plain Ended 110mm | 1 | length | [8 empty] | 11923.7288 | 11923.7288 | 11923.7288 | 11923.7288 | 11923.7288 | 11923.7288 | 11923.7288 | 11923.7288 | 11923.7288 | 11923.7288 | 11923.7288 | 11923.7288 | S-lon price list | 14070 | uPVC PRESSURE PIPES
77 | PNT7 Plain Ended 140mm | 1 | length | [8 empty] | 18711.8644 | 18711.8644 | 18711.8644 | 18711.8644 | 18711.8644 | 18711.8644 | 18711.8644 | 18711.8644 | 18711.8644 | 18711.8644 | 18711.8644 | 18711.8644 | S-lon price list | 22080 | uPVC PRESSURE PIPES
78 | PNT7 Plain Ended 160mm | 1 | length | [8 empty] | 24584.7458 | 24584.7458 | 24584.7458 | 24584.7458 | 24584.7458 | 24584.7458 | 24584.7458 | 24584.7458 | 24584.7458 | 24584.7458 | 24584.7458 | 24584.7458 | S-lon price list | 29010 | uPVC PRESSURE PIPES
79 | PNT7 Plain Ended 225mm | 1 | length | [8 empty] | 49881.3559 | 49881.3559 | 49881.3559 | 49881.3559 | 49881.3559 | 49881.3559 | 49881.3559 | 49881.3559 | 49881.3559 | 49881.3559 | 49881.3559 | 49881.3559 | S-lon price list | 58860 | uPVC PRESSURE PIPES
80 | PNT7 Plain Ended 280mm | 1 | length | [8 empty] | 74974.5763 | 74974.5763 | 74974.5763 | 74974.5763 | 74974.5763 | 74974.5763 | 74974.5763 | 74974.5763 | 74974.5763 | 74974.5763 | 74974.5763 | 74974.5763 | S-lon price list | 88470 | uPVC PRESSURE PIPES
81 | PNT7 Plain Ended 315mm | 1 | length | [8 empty] | 94957.6271 | 94957.6271 | 94957.6271 | 94957.6271 | 94957.6271 | 94957.6271 | 94957.6271 | 94957.6271 | 94957.6271 | 94957.6271 | 94957.6271 | 94957.6271 | S-lon price list | 112050 | uPVC PRESSURE PIPES
82 | PNT7 Solvent Socketed 32mm | 1 | length | [8 empty] | 1067.7966 | 1067.7966 | 1067.7966 | 1067.7966 | 1067.7966 | 1067.7966 | 1067.7966 | 1067.7966 | 1067.7966 | 1067.7966 | 1067.7966 | 1067.7966 | S-lon price list | 1260 | uPVC PRESSURE PIPES
83 | PNT7 Solvent Socketed 40mm | 1 | length | [8 empty] | 1694.9153 | 1694.9153 | 1694.9153 | 1694.9153 | 1694.9153 | 1694.9153 | 1694.9153 | 1694.9153 | 1694.9153 | 1694.9153 | 1694.9153 | 1694.9153 | S-lon price list | 2000 | uPVC PRESSURE PIPES
84 | PNT7 Solvent Socketed 50mm | 1 | length | [8 empty] | 3050.8475 | 3050.8475 | 3050.8475 | 3050.8475 | 3050.8475 | 3050.8475 | 3050.8475 | 3050.8475 | 3050.8475 | 3050.8475 | 3050.8475 | 3050.8475 | S-lon price list | 3600 | uPVC PRESSURE PIPES
85 | PNT7 Solvent Socketed 63mm | 1 | length | [8 empty] | 4101.6949 | 4101.6949 | 4101.6949 | 4101.6949 | 4101.6949 | 4101.6949 | 4101.6949 | 4101.6949 | 4101.6949 | 4101.6949 | 4101.6949 | 4101.6949 | S-lon price list | 4840 | uPVC PRESSURE PIPES
86 | PNT7 Solvent Socketed 75mm | 1 | length | [8 empty] | 4694.9153 | 4694.9153 | 4694.9153 | 4694.9153 | 4694.9153 | 4694.9153 | 4694.9153 | 4694.9153 | 4694.9153 | 4694.9153 | 4694.9153 | 4694.9153 | S-lon price list | 5540 | uPVC PRESSURE PIPES
87 | PNT7 Solvent Socketed 90mm | 1 | length | [8 empty] | 10067.7966 | 10067.7966 | 10067.7966 | 10067.7966 | 10067.7966 | 10067.7966 | 10067.7966 | 10067.7966 | 10067.7966 | 10067.7966 | 10067.7966 | 10067.7966 | S-lon price list | 11880 | uPVC PRESSURE PIPES
88 | PNT7 Solvent Socketed 110mm | 1 | length | [8 empty] | 12127.1186 | 12127.1186 | 12127.1186 | 12127.1186 | 12127.1186 | 12127.1186 | 12127.1186 | 12127.1186 | 12127.1186 | 12127.1186 | 12127.1186 | 12127.1186 | S-lon price list | 14310 | uPVC PRESSURE PIPES
89 | PNT7 Solvent Socketed 140mm | 1 | length | [8 empty] | 19500 | 19500 | 19500 | 19500 | 19500 | 19500 | 19500 | 19500 | 19500 | 19500 | 19500 | 19500 | S-lon price list | 23010 | uPVC PRESSURE PIPES
90 | PNT7 Solvent Socketed 160mm | 1 | length | [8 empty] | 25194.9153 | 25194.9153 | 25194.9153 | 25194.9153 | 25194.9153 | 25194.9153 | 25194.9153 | 25194.9153 | 25194.9153 | 25194.9153 | 25194.9153 | 25194.9153 | S-lon price list | 29730 | uPVC PRESSURE PIPES
91 | PNT7 Solvent Socketed 225mm | 1 | length | [8 empty] | 50033.8983 | 50033.8983 | 50033.8983 | 50033.8983 | 50033.8983 | 50033.8983 | 50033.8983 | 50033.8983 | 50033.8983 | 50033.8983 | 50033.8983 | 50033.8983 | S-lon price list | 59040 | uPVC PRESSURE PIPES
92 | PNT7 Solvent Socketed 280mm | 1 | length | [8 empty] | 77822.0339 | 77822.0339 | 77822.0339 | 77822.0339 | 77822.0339 | 77822.0339 | 77822.0339 | 77822.0339 | 77822.0339 | 77822.0339 | 77822.0339 | 77822.0339 | S-lon price list | 91830 | uPVC PRESSURE PIPES
93 | PNT7 Solvent Socketed 315mm | 1 | length | [8 empty] | 98516.9492 | 98516.9492 | 98516.9492 | 98516.9492 | 98516.9492 | 98516.9492 | 98516.9492 | 98516.9492 | 98516.9492 | 98516.9492 | 98516.9492 | 98516.9492 | S-lon price list | 116250 | uPVC PRESSURE PIPES
94 | PNT7 Bell Formed 63mm | 1 | length | [8 empty] | 4152.5424 | 4152.5424 | 4152.5424 | 4152.5424 | 4152.5424 | 4152.5424 | 4152.5424 | 4152.5424 | 4152.5424 | 4152.5424 | 4152.5424 | 4152.5424 | S-lon price list | 4900 | uPVC PRESSURE PIPES
95 | PNT7 Bell Formed 75mm | 1 | length | [8 empty] | 4745.7627 | 4745.7627 | 4745.7627 | 4745.7627 | 4745.7627 | 4745.7627 | 4745.7627 | 4745.7627 | 4745.7627 | 4745.7627 | 4745.7627 | 4745.7627 | S-lon price list | 5600 | uPVC PRESSURE PIPES
96 | PNT7 Bell Formed 90mm | 1 | length | [8 empty] | 10144.0678 | 10144.0678 | 10144.0678 | 10144.0678 | 10144.0678 | 10144.0678 | 10144.0678 | 10144.0678 | 10144.0678 | 10144.0678 | 10144.0678 | 10144.0678 | S-lon price list | 11970 | uPVC PRESSURE PIPES
97 | PNT7 Bell Formed 110mm | 1 | length | [8 empty] | 12203.3898 | 12203.3898 | 12203.3898 | 12203.3898 | 12203.3898 | 12203.3898 | 12203.3898 | 12203.3898 | 12203.3898 | 12203.3898 | 12203.3898 | 12203.3898 | S-lon price list | 14400 | uPVC PRESSURE PIPES
98 | PNT7 Bell Formed 140mm | 1 | length | [8 empty] | 19855.9322 | 19855.9322 | 19855.9322 | 19855.9322 | 19855.9322 | 19855.9322 | 19855.9322 | 19855.9322 | 19855.9322 | 19855.9322 | 19855.9322 | 19855.9322 | S-lon price list | 23430 | uPVC PRESSURE PIPES
99 | PNT7 Bell Formed 160mm | 1 | length | [8 empty] | 25271.1864 | 25271.1864 | 25271.1864 | 25271.1864 | 25271.1864 | 25271.1864 | 25271.1864 | 25271.1864 | 25271.1864 | 25271.1864 | 25271.1864 | 25271.1864 | S-lon price list | 29820 | uPVC PRESSURE PIPES
100 | PNT7 Bell Formed 225mm | 1 | length | [8 empty] | 50211.8644 | 50211.8644 | 50211.8644 | 50211.8644 | 50211.8644 | 50211.8644 | 50211.8644 | 50211.8644 | 50211.8644 | 50211.8644 | 50211.8644 | 50211.8644 | S-lon price list | 59250 | uPVC PRESSURE PIPES
101 | PNT7 Bell Formed 280mm | 1 | length | [8 empty] | 78101.6949 | 78101.6949 | 78101.6949 | 78101.6949 | 78101.6949 | 78101.6949 | 78101.6949 | 78101.6949 | 78101.6949 | 78101.6949 | 78101.6949 | 78101.6949 | S-lon price list | 92160 | uPVC PRESSURE PIPES
102 | PNT7 Bell Formed 315mm | 1 | length | [8 empty] | 98618.6441 | 98618.6441 | 98618.6441 | 98618.6441 | 98618.6441 | 98618.6441 | 98618.6441 | 98618.6441 | 98618.6441 | 98618.6441 | 98618.6441 | 98618.6441 | S-lon price list | 116370 | uPVC PRESSURE PIPES
uPVC NON PRESSURE PIPES
| Class 4.0 Plain Ended 50mm |  |  |  | 2024-09-26: 1338.9831; 2024-10-26: 1338.9831; 2024-11-26: 1338.9831; 2024-12-26: 1338.9831 | S-lon price list |  | uPVC NON PRESSURE PIPES
| Class 4.0 Plain Ended 63mm |  |  |  | 2024-09-26: 2084.7458; 2024-10-26: 2084.7458; 2024-11-26: 2084.7458; 2024-12-26: 2084.7458 | S-lon price list |  | uPVC NON PRESSURE PIPES
| Class 4.0 Plain Ended 75mm |  |  |  | 2024-09-26: 2830.5085; 2024-10-26: 2830.5085; 2024-11-26: 2830.5085; 2024-12-26: 2830.5085 | S-lon price list |  | uPVC NON PRESSURE PIPES
| Class 4.0 Plain Ended 90mm |  |  |  | 2024-09-26: 6025.4237; 2024-10-26: 6025.4237; 2024-11-26: 6025.4237; 2024-12-26: 6025.4237 | S-lon price list |  | uPVC NON PRESSURE PIPES
| Class 4.0 Plain Ended 110mm |  |  |  | 2024-09-26: 10144.0678; 2024-10-26: 10144.0678; 2024-11-26: 10144.0678; 2024-12-26: 10144.0678 | S-lon price list |  | uPVC NON PRESSURE PIPES
| Class 4.0 Plain Ended 160mm |  |  |  | 2024-09-26: 19728.8136; 2024-10-26: 19728.8136; 2024-11-26: 19728.8136; 2024-12-26: 19728.8136 | S-lon price list |  | uPVC NON PRESSURE PIPES
| Class 4.0 Plain Ended 225mm |  |  |  | 2024-09-26: 38440.678; 2024-10-26: 38440.678; 2024-11-26: 38440.678; 2024-12-26: 38440.678 | S-lon price list |  | uPVC NON PRESSURE PIPES
| Class 4.0 Plain Ended 280mm |  |  |  | 2024-09-26: 58118.6441; 2024-10-26: 58118.6441; 2024-11-26: 58118.6441; 2024-12-26: 58118.6441 | S-lon price list |  | uPVC NON PRESSURE PIPES
| Class 4.0 Plain Ended 315mm |  |  |  | 2024-09-26: 73322.0339; 2024-10-26: 73322.0339; 2024-11-26: 73322.0339; 2024-12-26: 73322.0339 | S-lon price list |  | uPVC NON PRESSURE PIPES
| Class 4.0 Solvent Socket 50mm |  |  |  | 2024-09-26: 1491.5254; 2024-10-26: 1491.5254; 2024-11-26: 1491.5254; 2024-12-26: 1491.5254 | S-lon price list |  | uPVC NON PRESSURE PIPES
| Class 4.0 Solvent Socket 63mm |  |  |  | 2024-09-26: 2254.2373; 2024-10-26: 2254.2373; 2024-11-26: 2254.2373; 2024-12-26: 2254.2373 | S-lon price list |  | uPVC NON PRESSURE PIPES
| Class 4.0 Solvent Socket 75mm |  |  |  | 2024-09-26: 2949.1525; 2024-10-26: 2949.1525; 2024-11-26: 2949.1525; 2024-12-26: 2949.1525 | S-lon price list |  | uPVC NON PRESSURE PIPES
| Class 4.0 Solvent Socket 90mm |  |  |  | 2024-09-26: 6279.661; 2024-10-26: 6279.661; 2024-11-26: 6279.661; 2024-12-26: 6279.661 | S-lon price list |  | uPVC NON PRESSURE PIPES
| Class 4.0 Solvent Socket 110mm |  |  |  | 2024-09-26: 10220.339; 2024-10-26: 10220.339; 2024-11-26: 10220.339; 2024-12-26: 10220.339 | S-lon price list |  | uPVC NON PRESSURE PIPES
| Class 4.0 Solvent Socket 160mm |  |  |  | 2024-09-26: 19957.6271; 2024-10-26: 19957.6271; 2024-11-26: 19957.6271; 2024-12-26: 19957.6271 | S-lon price list |  | uPVC NON PRESSURE PIPES
| Class 4.0 Solvent Socket 225mm |  |  |  | 2024-09-26: 38822.0339; 2024-10-26: 38822.0339; 2024-11-26: 38822.0339; 2024-12-26: 38822.0339 | S-lon price list |  | uPVC NON PRESSURE PIPES
| Class 4.0 Solvent Socket 280mm |  |  |  | 2024-09-26: 58805.0847; 2024-10-26: 58805.0847; 2024-11-26: 58805.0847; 2024-12-26: 58805.0847 | S-lon price list |  | uPVC NON PRESSURE PIPES
| Class 4.0 Solvent Socket 315mm |  |  |  | 2024-09-26: 74008.4746; 2024-10-26: 74008.4746; 2024-11-26: 74008.4746; 2024-12-26: 74008.4746 | S-lon price list |  | uPVC NON PRESSURE PIPES
| Class 4.0 Bell Formed 110mm |  |  |  | 2024-09-26: 10474.5763; 2024-10-26: 10474.5763; 2024-11-26: 10474.5763; 2024-12-26: 10474.5763 | S-lon price list |  | uPVC NON PRESSURE PIPES
| Class 4.0 Bell Formed 160mm |  |  |  | 2024-09-26: 20262.7119; 2024-10-26: 20262.7119; 2024-11-26: 20262.7119; 2024-12-26: 20262.7119 | S-lon price list |  | uPVC NON PRESSURE PIPES
| Class 4.0 Bell Formed 225mm |  |  |  | 2024-09-26: 38898.3051; 2024-10-26: 38898.3051; 2024-11-26: 38898.3051; 2024-12-26: 38898.3051 | S-lon price list |  | uPVC NON PRESSURE PIPES
| Class 4.0 Bell Formed 280mm |  |  |  | 2024-09-26: 59949.1525; 2024-10-26: 59949.1525; 2024-11-26: 59949.1525; 2024-12-26: 59949.1525 | S-lon price list |  | uPVC NON PRESSURE PIPES
| Class 4.0 Bell Formed 315mm |  |  |  | 2024-09-26: 75203.3898; 2024-10-26: 75203.3898; 2024-11-26: 75203.3898; 2024-12-26: 75203.3898 | S-lon price list |  | uPVC NON PRESSURE PIPES
uPVC WATER PIPES FITTINGS
1 | uPVC Water Pipe Fittings - Socket 20mm | 1 | Nr | [8 empty] | 44.0678 | 44.0678 | 44.0678 | 44.0678 | 44.0678 | 44.0678 | 44.0678 | 44.0678 | 44.0678 | 44.0678 | 44.0678 | 44.0678 | S-lon price list | 52 | uPVC WATER PIPES FITTINGS
2 | uPVC Water Pipe Fittings - Socket 25mm | 1 | Nr | [8 empty] | 66.1017 | 66.1017 | 66.1017 | 66.1017 | 66.1017 | 66.1017 | 66.1017 | 66.1017 | 66.1017 | 66.1017 | 66.1017 | 66.1017 | S-lon price list | 78 | uPVC WATER PIPES FITTINGS
3 | uPVC Water Pipe Fittings - Socket 32mm | 1 | Nr | [8 empty] | 101.6949 | 101.6949 | 101.6949 | 101.6949 | 101.6949 | 101.6949 | 101.6949 | 101.6949 | 101.6949 | 101.6949 | 101.6949 | 101.6949 | S-lon price list | 120 | uPVC WATER PIPES FITTINGS
4 | uPVC Water Pipe Fittings - Socket 40mm | 1 | Nr | [8 empty] | 139.8305 | 139.8305 | 139.8305 | 139.8305 | 139.8305 | 139.8305 | 139.8305 | 139.8305 | 139.8305 | 139.8305 | 139.8305 | 139.8305 | S-lon price list | 165 | uPVC WATER PIPES FITTINGS
5 | uPVC Water Pipe Fittings - Socket 50mm | 1 | Nr | [8 empty] | 207.6271 | 207.6271 | 207.6271 | 207.6271 | 207.6271 | 207.6271 | 207.6271 | 207.6271 | 207.6271 | 207.6271 | 207.6271 | 207.6271 | S-lon price list | 245 | uPVC WATER PIPES FITTINGS
6 | uPVC Water Pipe Fittings - Socket 63mm | 1 | Nr |  |  |  |  | 24900 |  |  |  | 283.8983 | 283.8983 | 283.8983 | 283.8983 | 283.8983 | 283.8983 | 283.8983 | 283.8983 | 283.8983 | 283.8983 | 283.8983 | 283.8983 | S-lon price list | 335 | uPVC WATER PIPES FITTINGS
7 | uPVC Water Pipe Fittings - Socket 75mm | 1 | Nr | [8 empty] | 411.0169 | 411.0169 | 411.0169 | 411.0169 | 411.0169 | 411.0169 | 411.0169 | 411.0169 | 411.0169 | 411.0169 | 411.0169 | 411.0169 | S-lon price list | 485 | uPVC WATER PIPES FITTINGS
8 | uPVC Water Pipe Fittings - Socket 90mm | 1 | Nr |  |  |  |  | 17400 |  |  |  | 838.9831 | 838.9831 | 838.9831 | 838.9831 | 838.9831 | 838.9831 | 838.9831 | 838.9831 | 838.9831 | 838.9831 | 838.9831 | 838.9831 | S-lon price list | 990 | uPVC WATER PIPES FITTINGS
9 | uPVC Water Pipe Fittings - Socket 110mm | 1 | Nr |  |  |  |  | 14700 |  |  |  | 1135.5932 | 1135.5932 | 1135.5932 | 1135.5932 | 1135.5932 | 1135.5932 | 1135.5932 | 1135.5932 | 1135.5932 | 1135.5932 | 1135.5932 | 1135.5932 | S-lon price list | 1340 | uPVC WATER PIPES FITTINGS
10 | uPVC Water Pipe Fittings - Valve Socket 20mm | 1 | Nr |  |  |  |  | 31300 |  |  |  | 56.7797 | 56.7797 | 56.7797 | 56.7797 | 56.7797 | 56.7797 | 56.7797 | 56.7797 | 56.7797 | 56.7797 | 56.7797 | 56.7797 | S-lon price list | 67 | uPVC WATER PIPES FITTINGS
11 | uPVC Water Pipe Fittings - Valve Socket 25mm | 1 | Nr |  |  |  |  | 14500 |  |  |  | 76.2712 | 76.2712 | 76.2712 | 76.2712 | 76.2712 | 76.2712 | 76.2712 | 76.2712 | 76.2712 | 76.2712 | 76.2712 | 76.2712 | S-lon price list | 90 | uPVC WATER PIPES FITTINGS
12 | uPVC Water Pipe Fittings - Valve Socket 32mm | 1 | Nr | [8 empty] | 105.9322 | 105.9322 | 105.9322 | 105.9322 | 105.9322 | 105.9322 | 105.9322 | 105.9322 | 105.9322 | 105.9322 | 105.9322 | 105.9322 | S-lon price list | 125 | uPVC WATER PIPES FITTINGS
13 | uPVC Water Pipe Fittings - Valve Socket 40mm | 1 | Nr | [8 empty] | 173.7288 | 173.7288 | 173.7288 | 173.7288 | 173.7288 | 173.7288 | 173.7288 | 173.7288 | 173.7288 | 173.7288 | 173.7288 | 173.7288 | S-lon price list | 205 | uPVC WATER PIPES FITTINGS
14 | uPVC Water Pipe Fittings - Valve Socket 50mm | 1 | Nr | [8 empty] | 224.5763 | 224.5763 | 224.5763 | 224.5763 | 224.5763 | 224.5763 | 224.5763 | 224.5763 | 224.5763 | 224.5763 | 224.5763 | 224.5763 | S-lon price list | 265 | uPVC WATER PIPES FITTINGS
15 | uPVC Water Pipe Fittings - Valve Socket 63mm | 1 | Nr | [8 empty] | 309.322 | 309.322 | 309.322 | 309.322 | 309.322 | 309.322 | 309.322 | 309.322 | 309.322 | 309.322 | 309.322 | 309.322 | S-lon price list | 365 | uPVC WATER PIPES FITTINGS
16 | uPVC Water Pipe Fittings - Valve Socket 75mm | 1 | Nr |  |  |  |  | 39900 |  |  |  | 529.661 | 529.661 | 529.661 | 529.661 | 529.661 | 529.661 | 529.661 | 529.661 | 529.661 | 529.661 | 529.661 | 529.661 | S-lon price list | 625 | uPVC WATER PIPES FITTINGS
17 | uPVC Water Pipe Fittings - Valve Socket 90mm | 1 | Nr | [8 empty] | 987.2881 | 987.2881 | 987.2881 | 987.2881 | 987.2881 | 987.2881 | 987.2881 | 987.2881 | 987.2881 | 987.2881 | 987.2881 | 987.2881 | S-lon price list | 1165 | uPVC WATER PIPES FITTINGS
18 | uPVC Water Pipe Fittings - Valve Socket 110mm | 1 | Nr | [8 empty] | 1580.5085 | 1580.5085 | 1580.5085 | 1580.5085 | 1580.5085 | 1580.5085 | 1580.5085 | 1580.5085 | 1580.5085 | 1580.5085 | 1580.5085 | 1580.5085 | S-lon price list | 1865 | uPVC WATER PIPES FITTINGS
19 | uPVC Water Pipe Fittings - Faucet Socket 20mm | 1 | Nr |  |  |  |  | 2200 |  |  |  | 48.3051 | 48.3051 | 48.3051 | 48.3051 | 48.3051 | 48.3051 | 48.3051 | 48.3051 | 48.3051 | 48.3051 | 48.3051 | 48.3051 | S-lon price list | 57 | uPVC WATER PIPES FITTINGS
20 | uPVC Water Pipe Fittings - Faucet Socket 25mm | 1 | Nr | [8 empty] | 84.7458 | 84.7458 | 84.7458 | 84.7458 | 84.7458 | 84.7458 | 84.7458 | 84.7458 | 84.7458 | 84.7458 | 84.7458 | 84.7458 | S-lon price list | 100 | uPVC WATER PIPES FITTINGS
21 | uPVC Water Pipe Fittings - Faucet Socket 32mm | 1 | Nr | [8 empty] | 101.6949 | 101.6949 | 101.6949 | 101.6949 | 101.6949 | 101.6949 | 101.6949 | 101.6949 | 101.6949 | 101.6949 | 101.6949 | 101.6949 | S-lon price list | 120 | uPVC WATER PIPES FITTINGS
22 | uPVC Water Pipe Fittings - Faucet Socket 40mm | 1 | Nr | [8 empty] | 169.4915 | 169.4915 | 169.4915 | 169.4915 | 169.4915 | 169.4915 | 169.4915 | 169.4915 | 169.4915 | 169.4915 | 169.4915 | 169.4915 | S-lon price list | 200 | uPVC WATER PIPES FITTINGS
23 | uPVC Water Pipe Fittings - Faucet Socket 50mm | 1 | Nr | [8 empty] | 241.5254 | 241.5254 | 241.5254 | 241.5254 | 241.5254 | 241.5254 | 241.5254 | 241.5254 | 241.5254 | 241.5254 | 241.5254 | 241.5254 | S-lon price list | 285 | uPVC WATER PIPES FITTINGS
24 | uPVC Water Pipe Fittings - Faucet Socket 63mm | 1 | Nr | [8 empty] | 330.5085 | 330.5085 | 330.5085 | 330.5085 | 330.5085 | 330.5085 | 330.5085 | 330.5085 | 330.5085 | 330.5085 | 330.5085 | 330.5085 | S-lon price list | 390 | uPVC WATER PIPES FITTINGS
25 | uPVC Water Pipe Fittings - Faucet Socket 75mm | 1 | Nr | [8 empty] | 631.3559 | 631.3559 | 631.3559 | 631.3559 | 631.3559 | 631.3559 | 631.3559 | 631.3559 | 631.3559 | 631.3559 | 631.3559 | 631.3559 | S-lon price list | 745 | uPVC WATER PIPES FITTINGS
26 | uPVC Water Pipe Fittings - Faucet Socket 90mm | 1 | Nr | [8 empty] | 995.7627 | 995.7627 | 995.7627 | 995.7627 | 995.7627 | 995.7627 | 995.7627 | 995.7627 | 995.7627 | 995.7627 | 995.7627 | 995.7627 | S-lon price list | 1175 | uPVC WATER PIPES FITTINGS
27 | uPVC Water Pipe Fittings - Faucet Socket 110mm | 1 | Nr | [8 empty] | 1614.4068 | 1614.4068 | 1614.4068 | 1614.4068 | 1614.4068 | 1614.4068 | 1614.4068 | 1614.4068 | 1614.4068 | 1614.4068 | 1614.4068 | 1614.4068 | S-lon price list | 1905 | uPVC WATER PIPES FITTINGS
28 | uPVC Water Pipe Fittings - Elbow 20mm | 1 | Nr | [8 empty] | 44.0678 | 44.0678 | 44.0678 | 44.0678 | 44.0678 | 44.0678 | 44.0678 | 44.0678 | 44.0678 | 44.0678 | 44.0678 | 44.0678 | S-lon price list | 52 | uPVC WATER PIPES FITTINGS
29 | uPVC Water Pipe Fittings - Elbow 25mm | 1 | Nr | [8 empty] | 88.9831 | 88.9831 | 88.9831 | 88.9831 | 88.9831 | 88.9831 | 88.9831 | 88.9831 | 88.9831 | 88.9831 | 88.9831 | 88.9831 | S-lon price list | 105 | uPVC WATER PIPES FITTINGS
30 | uPVC Water Pipe Fittings - Elbow 32mm | 1 | Nr | [8 empty] | 105.9322 | 105.9322 | 105.9322 | 105.9322 | 105.9322 | 105.9322 | 105.9322 | 105.9322 | 105.9322 | 105.9322 | 105.9322 | 105.9322 | S-lon price list | 125 | uPVC WATER PIPES FITTINGS
31 | uPVC Water Pipe Fittings - Elbow 40mm | 1 | Nr | [8 empty] | 194.9153 | 194.9153 | 194.9153 | 194.9153 | 194.9153 | 194.9153 | 194.9153 | 194.9153 | 194.9153 | 194.9153 | 194.9153 | 194.9153 | S-lon price list | 230 | uPVC WATER PIPES FITTINGS
32 | uPVC Water Pipe Fittings - Elbow 50mm | 1 | Nr | [8 empty] | 309.322 | 309.322 | 309.322 | 309.322 | 309.322 | 309.322 | 309.322 | 309.322 | 309.322 | 309.322 | 309.322 | 309.322 | S-lon price list | 365 | uPVC WATER PIPES FITTINGS
33 | uPVC Water Pipe Fittings - Elbow 63mm | 1 | Nr | [8 empty] | 466.1017 | 466.1017 | 466.1017 | 466.1017 | 466.1017 | 466.1017 | 466.1017 | 466.1017 | 466.1017 | 466.1017 | 466.1017 | 466.1017 | S-lon price list | 550 | uPVC WATER PIPES FITTINGS
34 | uPVC Water Pipe Fittings - Elbow 75mm | 1 | Nr | [8 empty] | 822.0339 | 822.0339 | 822.0339 | 822.0339 | 822.0339 | 822.0339 | 822.0339 | 822.0339 | 822.0339 | 822.0339 | 822.0339 | 822.0339 | S-lon price list | 970 | uPVC WATER PIPES FITTINGS
35 | uPVC Water Pipe Fittings - Elbow 90mm | 1 | Nr | [8 empty] | 1322.0339 | 1322.0339 | 1322.0339 | 1322.0339 | 1322.0339 | 1322.0339 | 1322.0339 | 1322.0339 | 1322.0339 | 1322.0339 | 1322.0339 | 1322.0339 | S-lon price list | 1560 | uPVC WATER PIPES FITTINGS
36 | uPVC Water Pipe Fittings - Elbow 110mm | 1 | Nr | [8 empty] | 1970.339 | 1970.339 | 1970.339 | 1970.339 | 1970.339 | 1970.339 | 1970.339 | 1970.339 | 1970.339 | 1970.339 | 1970.339 | 1970.339 | S-lon price list | 2325 | uPVC WATER PIPES FITTINGS
37 | uPVC Water Pipe Fittings - Equal Tee 20mm |  |  |  | 2024-09-26: 56.7797; 2024-10-26: 56.7797; 2024-11-26: 56.7797; 2024-12-26: 56.7797 | S-lon price list |  | uPVC WATER PIPES FITTINGS
38 | uPVC Water Pipe Fittings -Equal Tee 25mm |  |  |  | 2024-09-26: 105.9322; 2024-10-26: 105.9322; 2024-11-26: 105.9322; 2024-12-26: 105.9322 | S-lon price list |  | uPVC WATER PIPES FITTINGS
39 | uPVC Water Pipe Fittings - Equal Tee 32mm |  |  |  | 2024-09-26: 161.0169; 2024-10-26: 161.0169; 2024-11-26: 161.0169; 2024-12-26: 161.0169 | S-lon price list |  | uPVC WATER PIPES FITTINGS
40 | uPVC Water Pipe Fittings -Equal Tee 40mm |  |  |  | 2024-09-26: 262.7119; 2024-10-26: 262.7119; 2024-11-26: 262.7119; 2024-12-26: 262.7119 | S-lon price list |  | uPVC WATER PIPES FITTINGS
41 | uPVC Water Pipe Fittings - Equal Tee 50mm |  |  |  | 2023-09-30: 765; 2024-09-26: 427.9661; 2024-10-26: 427.9661; 2024-11-26: 427.9661; 2024-12-26: 427.9661 | S-lon price list |  | uPVC WATER PIPES FITTINGS
42 | uPVC Water Pipe Fittings - Equal Tee 63mm |  |  |  | 2024-09-26: 597.4576; 2024-10-26: 597.4576; 2024-11-26: 597.4576; 2024-12-26: 597.4576 | S-lon price list |  | uPVC WATER PIPES FITTINGS
43 | uPVC Water Pipe Fittings - Equal Tee 75mm |  |  |  | 2024-09-26: 987.2881; 2024-10-26: 987.2881; 2024-11-26: 987.2881; 2024-12-26: 987.2881 | S-lon price list |  | uPVC WATER PIPES FITTINGS
44 | uPVC Water Pipe Fittings - Equal Tee 90mm |  |  |  | 2024-09-26: 1728.8136; 2024-10-26: 1728.8136; 2024-11-26: 1728.8136; 2024-12-26: 1728.8136 | S-lon price list |  | uPVC WATER PIPES FITTINGS
45 | uPVC Water Pipe Fittings - Equal Tee 110mm |  |  |  | 2024-09-26: 2631.3559; 2024-10-26: 2631.3559; 2024-11-26: 2631.3559; 2024-12-26: 2631.3559 | S-lon price list |  | uPVC WATER PIPES FITTINGS
46 | uPVC Water Pipe Fittings - Bend 20mm |  |  |  | 2024-09-26: 66.1017; 2024-10-26: 66.1017; 2024-11-26: 66.1017; 2024-12-26: 66.1017 | S-lon price list |  | uPVC WATER PIPES FITTINGS
47 | uPVC Water Pipe Fittings -Bend 25mm |  |  |  | 2024-09-26: 101.6949; 2024-10-26: 101.6949; 2024-11-26: 101.6949; 2024-12-26: 101.6949 | S-lon price list |  | uPVC WATER PIPES FITTINGS
48 | uPVC Water Pipe Fittings - Bend 32mm |  |  |  | 2024-09-26: 161.0169; 2024-10-26: 161.0169; 2024-11-26: 161.0169; 2024-12-26: 161.0169 | S-lon price list |  | uPVC WATER PIPES FITTINGS
49 | uPVC Water Pipe Fittings -Bend 40mm |  |  |  | 2024-09-26: 326.2712; 2024-10-26: 326.2712; 2024-11-26: 326.2712; 2024-12-26: 326.2712 | S-lon price list |  | uPVC WATER PIPES FITTINGS
50 | uPVC Water Pipe Fittings - Bend 50mm |  |  |  | 2024-09-26: 529.661; 2024-10-26: 529.661; 2024-11-26: 529.661; 2024-12-26: 529.661 | S-lon price list |  | uPVC WATER PIPES FITTINGS
51 | uPVC Water Pipe Fittings -Bend 63mm |  |  |  | 2024-09-26: 927.9661; 2024-10-26: 927.9661; 2024-11-26: 927.9661; 2024-12-26: 927.9661 | S-lon price list |  | uPVC WATER PIPES FITTINGS
52 | uPVC Water Pipe Fittings - Bend 75mm |  |  |  | 2024-09-26: 1745.7627; 2024-10-26: 1745.7627; 2024-11-26: 1745.7627; 2024-12-26: 1745.7627 | S-lon price list |  | uPVC WATER PIPES FITTINGS
53 | uPVC Water Pipe Fittings -Bend 90mm |  |  |  | 2024-09-26: 3483.0508; 2024-10-26: 3483.0508; 2024-11-26: 3483.0508; 2024-12-26: 3483.0508 | S-lon price list |  | uPVC WATER PIPES FITTINGS
54 | uPVC Water Pipe Fittings - Bend 110mm |  |  |  | 2024-09-26: 5131.3559; 2024-10-26: 5131.3559; 2024-11-26: 5131.3559; 2024-12-26: 5131.3559 | S-lon price list |  | uPVC WATER PIPES FITTINGS
55 | uPVC Water Pipe Fittings - Cap 20mm |  |  |  | 2024-09-26: 48.3051; 2024-10-26: 48.3051; 2024-11-26: 48.3051; 2024-12-26: 48.3051 | S-lon price list |  | uPVC WATER PIPES FITTINGS
56 | uPVC Water Pipe Fittings -Cap 25mm |  |  |  | 2024-09-26: 66.1017; 2024-10-26: 66.1017; 2024-11-26: 66.1017; 2024-12-26: 66.1017 | S-lon price list |  | uPVC WATER PIPES FITTINGS
57 | uPVC Water Pipe Fittings - Cap 32mm |  |  |  | 2024-09-26: 93.2203; 2024-10-26: 93.2203; 2024-11-26: 93.2203; 2024-12-26: 93.2203 | S-lon price list |  | uPVC WATER PIPES FITTINGS
58 | uPVC Water Pipe Fittings -Cap 40mm |  |  |  | 2024-09-26: 131.3559; 2024-10-26: 131.3559; 2024-11-26: 131.3559; 2024-12-26: 131.3559 | S-lon price list |  | uPVC WATER PIPES FITTINGS
59 | uPVC Water Pipe Fittings -Cap 50mm |  |  |  | 2024-09-26: 190.678; 2024-10-26: 190.678; 2024-11-26: 190.678; 2024-12-26: 190.678 | S-lon price list |  | uPVC WATER PIPES FITTINGS
60 | uPVC Water Pipe Fittings - Cap 63mm |  |  |  | 2024-09-26: 262.7119; 2024-10-26: 262.7119; 2024-11-26: 262.7119; 2024-12-26: 262.7119 | S-lon price list |  | uPVC WATER PIPES FITTINGS
61 | uPVC Water Pipe Fittings - Cap 75mm |  |  |  | 2024-09-26: 530.5085; 2024-10-26: 530.5085; 2024-11-26: 530.5085; 2024-12-26: 530.5085 | S-lon price list |  | uPVC WATER PIPES FITTINGS
62 | uPVC Water Pipe Fittings - Cap 90mm |  |  |  | 2024-09-26: 927.9661; 2024-10-26: 927.9661; 2024-11-26: 927.9661; 2024-12-26: 927.9661 | S-lon price list |  | uPVC WATER PIPES FITTINGS
63 | uPVC Water Pipe Fittings -Cap 110mm |  |  |  | 2024-09-26: 1118.6441; 2024-10-26: 1118.6441; 2024-11-26: 1118.6441; 2024-12-26: 1118.6441 | S-lon price list |  | uPVC WATER PIPES FITTINGS
64 | uPVC Water Pipe Fittings - Saddle (Clip) 20mm |  |  |  | 2024-09-26: 22.0339; 2024-10-26: 22.0339; 2024-11-26: 22.0339; 2024-12-26: 22.0339 | S-lon price list |  | uPVC WATER PIPES FITTINGS
65 | uPVC Water Pipe Fittings -Saddle (Clip) 25mm |  |  |  | 2024-09-26: 31.3559; 2024-10-26: 31.3559; 2024-11-26: 31.3559; 2024-12-26: 31.3559 | S-lon price list |  | uPVC WATER PIPES FITTINGS
66 | uPVC Water Pipe Fittings - Saddle (Clip) 32mm |  |  |  | 2024-09-26: 35.5932; 2024-10-26: 35.5932; 2024-11-26: 35.5932; 2024-12-26: 35.5932 | S-lon price list |  | uPVC WATER PIPES FITTINGS
67 | uPVC Water Pipe Fittings -Saddle (Clip) 40mm |  |  |  | 2024-09-26: 35.5932; 2024-10-26: 35.5932; 2024-11-26: 35.5932; 2024-12-26: 35.5932 | S-lon price list |  | uPVC WATER PIPES FITTINGS
68 | uPVC Water Pipe Fittings - Saddle (Clip) 50mm |  |  |  | 2024-09-26: 39.8305; 2024-10-26: 39.8305; 2024-11-26: 39.8305; 2024-12-26: 39.8305 | S-lon price list |  | uPVC WATER PIPES FITTINGS
69 | uPVC Water Pipe Fittings - Saddle (Clip) 63mm |  |  |  | 2024-09-26: 44.0678; 2024-10-26: 44.0678; 2024-11-26: 44.0678; 2024-12-26: 44.0678 | S-lon price list |  | uPVC WATER PIPES FITTINGS
70 | uPVC Water Pipe Fittings - Saddle (Clip) 75mm |  |  |  | 2024-09-26: 127.1186; 2024-10-26: 127.1186; 2024-11-26: 127.1186; 2024-12-26: 127.1186 | S-lon price list |  | uPVC WATER PIPES FITTINGS
71 | uPVC Water Pipe Fittings - Saddle (Clip) 90mm |  |  |  | 2024-09-26: 144.0678; 2024-10-26: 144.0678; 2024-11-26: 144.0678; 2024-12-26: 144.0678 | S-lon price list |  | uPVC WATER PIPES FITTINGS
72 | uPVC Water Pipe Fittings - Saddle (Clip) 110mm |  |  |  | 2024-09-26: 279.661; 2024-10-26: 279.661; 2024-11-26: 279.661; 2024-12-26: 279.661 | S-lon price list |  | uPVC WATER PIPES FITTINGS
73 | uPVC Water Pipe Fittings - Elbow 45 20mm |  |  |  | 2024-09-26: 52.5424; 2024-10-26: 52.5424; 2024-11-26: 52.5424; 2024-12-26: 52.5424 | S-lon price list |  | uPVC WATER PIPES FITTINGS
74 | uPVC Water Pipe Fittings -Elbow 45 25mm |  |  |  | 2024-09-26: 84.7458; 2024-10-26: 84.7458; 2024-11-26: 84.7458; 2024-12-26: 84.7458 | S-lon price list |  | uPVC WATER PIPES FITTINGS
75 | uPVC Water Pipe Fittings - Elbow 45 32mm |  |  |  | 2024-09-26: 114.4068; 2024-10-26: 114.4068; 2024-11-26: 114.4068; 2024-12-26: 114.4068 | S-lon price list |  | uPVC WATER PIPES FITTINGS
76 | uPVC Water Pipe Fittings -Elbow 45 40mm |  |  |  | 2024-09-26: 275.4237; 2024-10-26: 275.4237; 2024-11-26: 275.4237; 2024-12-26: 275.4237 | S-lon price list |  | uPVC WATER PIPES FITTINGS
77 | uPVC Water Pipe Fittings - Elbow 45 50mm |  |  |  | 2024-09-26: 394.0678; 2024-10-26: 394.0678; 2024-11-26: 394.0678; 2024-12-26: 394.0678 | S-lon price list |  | uPVC WATER PIPES FITTINGS
78 | uPVC Water Pipe Fittings - Elbow 45 63mm |  |  |  | 2024-09-26: 639.8305; 2024-10-26: 639.8305; 2024-11-26: 639.8305; 2024-12-26: 639.8305 | S-lon price list |  | uPVC WATER PIPES FITTINGS
uPVC WATER PIPES REDUCING FITTINGS
REDUCING SOCKET
1 | 25mm x 20mm |  |  |  | 2024-09-26: 66.1017; 2024-10-26: 66.1017; 2024-11-26: 66.1017; 2024-12-26: 66.1017 | S-lon price list |  | uPVC WATER PIPES REDUCING FITTINGS | REDUCING SOCKET
2 | 32mm x 20mm |  |  |  | 2024-09-26: 88.9831; 2024-10-26: 88.9831; 2024-11-26: 88.9831; 2024-12-26: 88.9831 | S-lon price list |  | uPVC WATER PIPES REDUCING FITTINGS | REDUCING SOCKET
3 | 32mm x 25mm |  |  |  | 2024-09-26: 97.4576; 2024-10-26: 97.4576; 2024-11-26: 97.4576; 2024-12-26: 97.4576 | S-lon price list |  | uPVC WATER PIPES REDUCING FITTINGS | REDUCING SOCKET
4 | 40mm x 20mm |  |  |  | 2024-09-26: 118.6441; 2024-10-26: 118.6441; 2024-11-26: 118.6441; 2024-12-26: 118.6441 | S-lon price list |  | uPVC WATER PIPES REDUCING FITTINGS | REDUCING SOCKET
5 | 40mm x 25mm |  |  |  | 2024-09-26: 139.8305; 2024-10-26: 139.8305; 2024-11-26: 139.8305; 2024-12-26: 139.8305 | S-lon price list |  | uPVC WATER PIPES REDUCING FITTINGS | REDUCING SOCKET
6 | 40mm x 32mm |  |  |  | 2024-09-26: 161.0169; 2024-10-26: 161.0169; 2024-11-26: 161.0169; 2024-12-26: 161.0169 | S-lon price list |  | uPVC WATER PIPES REDUCING FITTINGS | REDUCING SOCKET
7 | 50mm x 20mm |  |  |  | 2024-09-26: 173.7288; 2024-10-26: 173.7288; 2024-11-26: 173.7288; 2024-12-26: 173.7288 | S-lon price list |  | uPVC WATER PIPES REDUCING FITTINGS | REDUCING SOCKET
8 | 50mm x 25mm |  |  |  | 2024-09-26: 194.9153; 2024-10-26: 194.9153; 2024-11-26: 194.9153; 2024-12-26: 194.9153 | S-lon price list |  | uPVC WATER PIPES REDUCING FITTINGS | REDUCING SOCKET
9 | 50mm x 32mm |  |  |  | 2024-09-26: 224.5763; 2024-10-26: 224.5763; 2024-11-26: 224.5763; 2024-12-26: 224.5763 | S-lon price list |  | uPVC WATER PIPES REDUCING FITTINGS | REDUCING SOCKET
10 | 50mm x 40mm |  |  |  | 2024-09-26: 237.2881; 2024-10-26: 237.2881; 2024-11-26: 237.2881; 2024-12-26: 237.2881 | S-lon price list |  | uPVC WATER PIPES REDUCING FITTINGS | REDUCING SOCKET
11 | 63mm x 20mm |  |  |  | 2024-09-26: 296.6102; 2024-10-26: 296.6102; 2024-11-26: 296.6102; 2024-12-26: 296.6102 | S-lon price list |  | uPVC WATER PIPES REDUCING FITTINGS | REDUCING SOCKET
12 | 63mm x 25mm |  |  |  | 2024-09-26: 300.8475; 2024-10-26: 300.8475; 2024-11-26: 300.8475; 2024-12-26: 300.8475 | S-lon price list |  | uPVC WATER PIPES REDUCING FITTINGS | REDUCING SOCKET
13 | 63mm x 32mm |  |  |  | 2024-09-26: 322.0339; 2024-10-26: 322.0339; 2024-11-26: 322.0339; 2024-12-26: 322.0339 | S-lon price list |  | uPVC WATER PIPES REDUCING FITTINGS | REDUCING SOCKET
14 | 63mm x 40mm |  |  |  | 2024-09-26: 326.2712; 2024-10-26: 326.2712; 2024-11-26: 326.2712; 2024-12-26: 326.2712 | S-lon price list |  | uPVC WATER PIPES REDUCING FITTINGS | REDUCING SOCKET
15 | 63mm x 50mm |  |  |  | 2024-09-26: 334.7458; 2024-10-26: 334.7458; 2024-11-26: 334.7458; 2024-12-26: 334.7458 | S-lon price list |  | uPVC WATER PIPES REDUCING FITTINGS | REDUCING SOCKET
16 | 75mm x 32mm |  |  |  | 2024-09-26: 521.1864; 2024-10-26: 521.1864; 2024-11-26: 521.1864; 2024-12-26: 521.1864 | S-lon price list |  | uPVC WATER PIPES REDUCING FITTINGS | REDUCING SOCKET
17 | 75mm x 40mm |  |  |  | 2024-09-26: 529.661; 2024-10-26: 529.661; 2024-11-26: 529.661; 2024-12-26: 529.661 | S-lon price list |  | uPVC WATER PIPES REDUCING FITTINGS | REDUCING SOCKET
18 | 75mm x 50mm |  |  |  | 2024-09-26: 533.8983; 2024-10-26: 533.8983; 2024-11-26: 533.8983; 2024-12-26: 533.8983 | S-lon price list |  | uPVC WATER PIPES REDUCING FITTINGS | REDUCING SOCKET
19 | 75mm x 63mm |  |  |  | 2024-09-26: 593.2203; 2024-10-26: 593.2203; 2024-11-26: 593.2203; 2024-12-26: 593.2203 | S-lon price list |  | uPVC WATER PIPES REDUCING FITTINGS | REDUCING SOCKET
20 | 90mm x 40mm |  |  |  | 2024-09-26: 614.4068; 2024-10-26: 614.4068; 2024-11-26: 614.4068; 2024-12-26: 614.4068 | S-lon price list |  | uPVC WATER PIPES REDUCING FITTINGS | REDUCING SOCKET
21 | 90mm x 50mm |  |  |  | 2024-09-26: 665.2542; 2024-10-26: 665.2542; 2024-11-26: 665.2542; 2024-12-26: 665.2542 | S-lon price list |  | uPVC WATER PIPES REDUCING FITTINGS | REDUCING SOCKET
22 | 90mm x 63mm |  |  |  | 2024-09-26: 724.5763; 2024-10-26: 724.5763; 2024-11-26: 724.5763; 2024-12-26: 724.5763 | S-lon price list |  | uPVC WATER PIPES REDUCING FITTINGS | REDUCING SOCKET
23 | 90mm x 75mm |  |  |  | 2024-09-26: 809.322; 2024-10-26: 809.322; 2024-11-26: 809.322; 2024-12-26: 809.322 | S-lon price list |  | uPVC WATER PIPES REDUCING FITTINGS | REDUCING SOCKET
24 | 110mm x 50mm |  |  |  | 2024-09-26: 1402.5424; 2024-10-26: 1402.5424; 2024-11-26: 1402.5424; 2024-12-26: 1402.5424 | S-lon price list |  | uPVC WATER PIPES REDUCING FITTINGS | REDUCING SOCKET
25 | 110mm x 63mm |  |  |  | 2024-09-26: 1470.339; 2024-10-26: 1470.339; 2024-11-26: 1470.339; 2024-12-26: 1470.339 | S-lon price list |  | uPVC WATER PIPES REDUCING FITTINGS | REDUCING SOCKET
26 | 110mm x 75mm |  |  |  | 2024-09-26: 1546.6102; 2024-10-26: 1546.6102; 2024-11-26: 1546.6102; 2024-12-26: 1546.6102 | S-lon price list |  | uPVC WATER PIPES REDUCING FITTINGS | REDUCING SOCKET
27 | 110mm x 90mm |  |  |  | 2024-09-26: 1720.339; 2024-10-26: 1720.339; 2024-11-26: 1720.339; 2024-12-26: 1720.339 | S-lon price list |  | uPVC WATER PIPES REDUCING FITTINGS | REDUCING SOCKET
| REDUCING TEE | [24 empty] | uPVC WATER PIPES REDUCING FITTINGS
1 | 25mm x 20mm |  |  |  | 2024-09-26: 105.9322; 2024-10-26: 105.9322; 2024-11-26: 105.9322; 2024-12-26: 105.9322 | S-lon price list |  | uPVC WATER PIPES REDUCING FITTINGS | REDUCING TEE
2 | 32mm x 20mm |  |  |  | 2024-09-26: 144.0678; 2024-10-26: 144.0678; 2024-11-26: 144.0678; 2024-12-26: 144.0678 | S-lon price list |  | uPVC WATER PIPES REDUCING FITTINGS | REDUCING TEE
3 | 32mm x 25mm |  |  |  | 2024-09-26: 152.5424; 2024-10-26: 152.5424; 2024-11-26: 152.5424; 2024-12-26: 152.5424 | S-lon price list |  | uPVC WATER PIPES REDUCING FITTINGS | REDUCING TEE
4 | 40mm x 20mm |  |  |  | 2024-09-26: 211.8644; 2024-10-26: 211.8644; 2024-11-26: 211.8644; 2024-12-26: 211.8644 | S-lon price list |  | uPVC WATER PIPES REDUCING FITTINGS | REDUCING TEE
5 | 40mm x 25mm |  |  |  | 2024-09-26: 245.7627; 2024-10-26: 245.7627; 2024-11-26: 245.7627; 2024-12-26: 245.7627 | S-lon price list |  | uPVC WATER PIPES REDUCING FITTINGS | REDUCING TEE
6 | 40mm x 32mm |  |  |  | 2024-09-26: 254.2373; 2024-10-26: 254.2373; 2024-11-26: 254.2373; 2024-12-26: 254.2373 | S-lon price list |  | uPVC WATER PIPES REDUCING FITTINGS | REDUCING TEE
7 | 50mm x 20mm |  |  |  | 2024-09-26: 309.322; 2024-10-26: 309.322; 2024-11-26: 309.322; 2024-12-26: 309.322 | S-lon price list |  | uPVC WATER PIPES REDUCING FITTINGS | REDUCING TEE
8 | 50mm x 25mm |  |  |  | 2024-09-26: 343.2203; 2024-10-26: 343.2203; 2024-11-26: 343.2203; 2024-12-26: 343.2203 | S-lon price list |  | uPVC WATER PIPES REDUCING FITTINGS | REDUCING TEE
9 | 50mm x 32mm |  |  |  | 2024-09-26: 347.4576; 2024-10-26: 347.4576; 2024-11-26: 347.4576; 2024-12-26: 347.4576 | S-lon price list |  | uPVC WATER PIPES REDUCING FITTINGS | REDUCING TEE
10 | 50mm x 40mm |  |  |  | 2024-09-26: 402.5424; 2024-10-26: 402.5424; 2024-11-26: 402.5424; 2024-12-26: 402.5424 | S-lon price list |  | uPVC WATER PIPES REDUCING FITTINGS | REDUCING TEE
11 | 63mm x 20mm |  |  |  | 2024-09-26: 644.0678; 2024-10-26: 644.0678; 2024-11-26: 644.0678; 2024-12-26: 644.0678 | S-lon price list |  | uPVC WATER PIPES REDUCING FITTINGS | REDUCING TEE
12 | 63mm x 25mm |  |  |  | 2024-09-26: 644.0678; 2024-10-26: 644.0678; 2024-11-26: 644.0678; 2024-12-26: 644.0678 | S-lon price list |  | uPVC WATER PIPES REDUCING FITTINGS | REDUCING TEE
13 | 63mm x 32mm |  |  |  | 2024-09-26: 656.7797; 2024-10-26: 656.7797; 2024-11-26: 656.7797; 2024-12-26: 656.7797 | S-lon price list |  | uPVC WATER PIPES REDUCING FITTINGS | REDUCING TEE
14 | 63mm x 40mm |  |  |  | 2024-09-26: 665.2542; 2024-10-26: 665.2542; 2024-11-26: 665.2542; 2024-12-26: 665.2542 | S-lon price list |  | uPVC WATER PIPES REDUCING FITTINGS | REDUCING TEE
15 | 63mm x 50mm |  |  |  | 2024-09-26: 669.4915; 2024-10-26: 669.4915; 2024-11-26: 669.4915; 2024-12-26: 669.4915 | S-lon price list |  | uPVC WATER PIPES REDUCING FITTINGS | REDUCING TEE
16 | 75mm x 32mm |  |  |  | 2024-09-26: 1190.678; 2024-10-26: 1190.678; 2024-11-26: 1190.678; 2024-12-26: 1190.678 | S-lon price list |  | uPVC WATER PIPES REDUCING FITTINGS | REDUCING TEE
17 | 75mm x 40mm |  |  |  | 2024-09-26: 1211.8644; 2024-10-26: 1211.8644; 2024-11-26: 1211.8644; 2024-12-26: 1211.8644 | S-lon price list |  | uPVC WATER PIPES REDUCING FITTINGS | REDUCING TEE
18 | 75mm x 50mm |  |  |  | 2024-09-26: 1220.339; 2024-10-26: 1220.339; 2024-11-26: 1220.339; 2024-12-26: 1220.339 | S-lon price list |  | uPVC WATER PIPES REDUCING FITTINGS | REDUCING TEE
19 | 75mm x 63mm |  |  |  | 2024-09-26: 1237.2881; 2024-10-26: 1237.2881; 2024-11-26: 1237.2881; 2024-12-26: 1237.2881 | S-lon price list |  | uPVC WATER PIPES REDUCING FITTINGS | REDUCING TEE
20 | 90mm x 40mm |  |  |  | 2024-09-26: 1690.678; 2024-10-26: 1690.678; 2024-11-26: 1690.678; 2024-12-26: 1690.678 | S-lon price list |  | uPVC WATER PIPES REDUCING FITTINGS | REDUCING TEE
21 | 90mm x 50mm |  |  |  | 2024-09-26: 1766.9492; 2024-10-26: 1766.9492; 2024-11-26: 1766.9492; 2024-12-26: 1766.9492 | S-lon price list |  | uPVC WATER PIPES REDUCING FITTINGS | REDUCING TEE
22 | 90mm x 63mm |  |  |  | 2024-09-26: 1796.6102; 2024-10-26: 1796.6102; 2024-11-26: 1796.6102; 2024-12-26: 1796.6102 | S-lon price list |  | uPVC WATER PIPES REDUCING FITTINGS | REDUCING TEE
23 | 90mm x 75mm |  |  |  | 2024-09-26: 1813.5593; 2024-10-26: 1813.5593; 2024-11-26: 1813.5593; 2024-12-26: 1813.5593 | S-lon price list |  | uPVC WATER PIPES REDUCING FITTINGS | REDUCING TEE
24 | 110mm x 50mm |  |  |  | 2024-09-26: 2665.2542; 2024-10-26: 2665.2542; 2024-11-26: 2665.2542; 2024-12-26: 2665.2542 | S-lon price list |  | uPVC WATER PIPES REDUCING FITTINGS | REDUCING TEE
25 | 110mm x 63mm |  |  |  | 2024-09-26: 2800.8475; 2024-10-26: 2800.8475; 2024-11-26: 2800.8475; 2024-12-26: 2800.8475 | S-lon price list |  | uPVC WATER PIPES REDUCING FITTINGS | REDUCING TEE
26 | 110mm x 75mm |  |  |  | 2024-09-26: 2838.9831; 2024-10-26: 2838.9831; 2024-11-26: 2838.9831; 2024-12-26: 2838.9831 | S-lon price list |  | uPVC WATER PIPES REDUCING FITTINGS | REDUCING TEE
27 | 110mm x 90mm |  |  |  | 2024-09-26: 2898.3051; 2024-10-26: 2898.3051; 2024-11-26: 2898.3051; 2024-12-26: 2898.3051 | S-lon price list |  | uPVC WATER PIPES REDUCING FITTINGS | REDUCING TEE
RAIN WATER MANAGEMENT
1 | Square Gutter- Regular (3.65m) |  |  |  | 2024-09-26: 2372.8814; 2024-10-26: 2372.8814; 2024-11-26: 2372.8814; 2024-12-26: 2372.8814 | S-lon price list |  | RAIN WATER MANAGEMENT
2 | Down pipe (3.65m) |  |  |  | 2024-09-26: 1415.2542; 2024-10-26: 1415.2542; 2024-11-26: 1415.2542; 2024-12-26: 1415.2542 | S-lon price list |  | RAIN WATER MANAGEMENT
3 | Running Head |  |  |  | 2024-09-26: 639.8305; 2024-10-26: 639.8305; 2024-11-26: 639.8305; 2024-12-26: 639.8305 | S-lon price list |  | RAIN WATER MANAGEMENT
4 | Gutter Joiner |  |  |  | 2024-09-26: 279.661; 2024-10-26: 279.661; 2024-11-26: 279.661; 2024-12-26: 279.661 | S-lon price list |  | RAIN WATER MANAGEMENT
5 | Mitre Joiner |  |  |  | 2024-09-26: 898.3051; 2024-10-26: 898.3051; 2024-11-26: 898.3051; 2024-12-26: 898.3051 | S-lon price list |  | RAIN WATER MANAGEMENT
6 | End Cap |  |  |  | 2024-09-26: 254.2373; 2024-10-26: 254.2373; 2024-11-26: 254.2373; 2024-12-26: 254.2373 | S-lon price list |  | RAIN WATER MANAGEMENT
7 | Gutter Box |  |  |  | 2024-09-26: 1677.9661; 2024-10-26: 1677.9661; 2024-11-26: 1677.9661; 2024-12-26: 1677.9661 | S-lon price list |  | RAIN WATER MANAGEMENT
8 | Gutter Bracket A |  |  |  | 2024-09-26: 152.5424; 2024-10-26: 152.5424; 2024-11-26: 152.5424; 2024-12-26: 152.5424 | S-lon price list |  | RAIN WATER MANAGEMENT
9 | Gutter Bracket B |  |  |  | 2024-09-26: 76.2712; 2024-10-26: 76.2712; 2024-11-26: 76.2712; 2024-12-26: 76.2712 | S-lon price list |  | RAIN WATER MANAGEMENT
10 | Down pipe Elbow |  |  |  | 2024-09-26: 411.0169; 2024-10-26: 411.0169; 2024-11-26: 411.0169; 2024-12-26: 411.0169 | S-lon price list |  | RAIN WATER MANAGEMENT
11 | Down pipe Joiner |  |  |  | 2024-09-26: 334.7458; 2024-10-26: 334.7458; 2024-11-26: 334.7458; 2024-12-26: 334.7458 | S-lon price list |  | RAIN WATER MANAGEMENT
12 | Down pipe Clip |  |  |  | 2024-09-26: 66.1017; 2024-10-26: 66.1017; 2024-11-26: 66.1017; 2024-12-26: 66.1017 | S-lon price list |  | RAIN WATER MANAGEMENT
DRAINAGE FITTINGS
BEND 45
1 | 40mm |  |  |  | 2024-09-26: 233.0508; 2024-10-26: 233.0508; 2024-11-26: 233.0508; 2024-12-26: 233.0508 | S-lon price list |  | DRAINAGE FITTINGS | BEND 45
2 | 50mm |  |  |  | 2024-09-26: 279.661; 2024-10-26: 279.661; 2024-11-26: 279.661; 2024-12-26: 279.661 | S-lon price list |  | DRAINAGE FITTINGS | BEND 46
3 | 63mm |  |  |  | 2024-09-26: 381.3559; 2024-10-26: 381.3559; 2024-11-26: 381.3559; 2024-12-26: 381.3559 | S-lon price list |  | DRAINAGE FITTINGS | BEND 47
4 | 110mm |  |  |  | 2024-09-26: 974.5763; 2024-10-26: 974.5763; 2024-11-26: 974.5763; 2024-12-26: 974.5763 | S-lon price list |  | DRAINAGE FITTINGS | BEND 48
5 | 160mm |  |  |  | 2024-09-26: 2254.2373; 2024-10-26: 2254.2373; 2024-11-26: 2254.2373; 2024-12-26: 2254.2373 | S-lon price list |  | DRAINAGE FITTINGS | BEND 49
| BEND 89 |  |  |  | 2024-09-26: 0; 2024-10-26: 0; 2024-11-26: 0; 2024-12-26: 0 |  |  | DRAINAGE FITTINGS
1 | 40mm |  |  |  | 2024-09-26: 224.5763; 2024-10-26: 224.5763; 2024-11-26: 224.5763; 2024-12-26: 224.5763 | S-lon price list |  | DRAINAGE FITTINGS | BEND 89
2 | 50mm |  |  |  | 2024-09-26: 288.1356; 2024-10-26: 288.1356; 2024-11-26: 288.1356; 2024-12-26: 288.1356 | S-lon price list |  | DRAINAGE FITTINGS | BEND 90
3 | 63mm |  |  |  | 2024-09-26: 436.4407; 2024-10-26: 436.4407; 2024-11-26: 436.4407; 2024-12-26: 436.4407 | S-lon price list |  | DRAINAGE FITTINGS | BEND 91
4 | 110mm |  |  |  | 2024-09-26: 940.678; 2024-10-26: 940.678; 2024-11-26: 940.678; 2024-12-26: 940.678 | S-lon price list |  | DRAINAGE FITTINGS | BEND 92
5 | 160mm |  |  |  | 2024-09-26: 2864.4068; 2024-10-26: 2864.4068; 2024-11-26: 2864.4068; 2024-12-26: 2864.4068 | S-lon price list |  | DRAINAGE FITTINGS | BEND 93
| EQUAL TEE |  |  |  | 2024-09-26: 0; 2024-10-26: 0; 2024-11-26: 0; 2024-12-26: 0 |  |  | DRAINAGE FITTINGS
1 | 40mm |  |  |  | 2024-09-26: 262.7119; 2024-10-26: 262.7119; 2024-11-26: 262.7119; 2024-12-26: 262.7119 | S-lon price list |  | DRAINAGE FITTINGS | EQUAL TEE
2 | 50mm |  |  |  | 2024-09-26: 377.1186; 2024-10-26: 377.1186; 2024-11-26: 377.1186; 2024-12-26: 377.1186 | S-lon price list |  | DRAINAGE FITTINGS | EQUAL TEE
3 | 63mm |  |  |  | 2024-09-26: 580.5085; 2024-10-26: 580.5085; 2024-11-26: 580.5085; 2024-12-26: 580.5085 | S-lon price list |  | DRAINAGE FITTINGS | EQUAL TEE
4 | 110mm |  |  |  | 2024-09-26: 1330.5085; 2024-10-26: 1330.5085; 2024-11-26: 1330.5085; 2024-12-26: 1330.5085 | S-lon price list |  | DRAINAGE FITTINGS | EQUAL TEE
5 | 160mm |  |  |  | 2024-09-26: 3474.5763; 2024-10-26: 3474.5763; 2024-11-26: 3474.5763; 2024-12-26: 3474.5763 | S-lon price list |  | DRAINAGE FITTINGS | EQUAL TEE
| SWEPT TEE |  |  |  | 2024-09-26: 0; 2024-10-26: 0; 2024-11-26: 0; 2024-12-26: 0 |  |  | DRAINAGE FITTINGS
1 | 40mm |  |  |  | 2024-09-26: 432.2034; 2024-10-26: 432.2034; 2024-11-26: 432.2034; 2024-12-26: 432.2034 | S-lon price list |  | DRAINAGE FITTINGS | SWEPT TEE
2 | 50mm |  |  |  | 2024-09-26: 652.5424; 2024-10-26: 652.5424; 2024-11-26: 652.5424; 2024-12-26: 652.5424 | S-lon price list |  | DRAINAGE FITTINGS | SWEPT TEE
3 | 63mm |  |  |  | 2024-09-26: 830.5085; 2024-10-26: 830.5085; 2024-11-26: 830.5085; 2024-12-26: 830.5085 | S-lon price list |  | DRAINAGE FITTINGS | SWEPT TEE
4 | 110mm |  |  |  | 2024-09-26: 1525.4237; 2024-10-26: 1525.4237; 2024-11-26: 1525.4237; 2024-12-26: 1525.4237 | S-lon price list |  | DRAINAGE FITTINGS | SWEPT TEE
| SINGLE Y |  |  |  | 2024-09-26: 0; 2024-10-26: 0; 2024-11-26: 0; 2024-12-26: 0 |  |  | DRAINAGE FITTINGS
1 | 40mm |  |  |  | 2024-09-26: 245.7627; 2024-10-26: 245.7627; 2024-11-26: 245.7627; 2024-12-26: 245.7627 | S-lon price list |  | DRAINAGE FITTINGS | SINGLE Y
2 | 50mm |  |  |  | 2024-09-26: 436.4407; 2024-10-26: 436.4407; 2024-11-26: 436.4407; 2024-12-26: 436.4407 | S-lon price list |  | DRAINAGE FITTINGS | SINGLE Y
3 | 63mm |  |  |  | 2024-09-26: 610.1695; 2024-10-26: 610.1695; 2024-11-26: 610.1695; 2024-12-26: 610.1695 | S-lon price list |  | DRAINAGE FITTINGS | SINGLE Y
4 | 110mm |  |  |  | 2024-09-26: 1614.4068; 2024-10-26: 1614.4068; 2024-11-26: 1614.4068; 2024-12-26: 1614.4068 | S-lon price list |  | DRAINAGE FITTINGS | SINGLE Y
| VENT COWL |  |  |  | 2024-09-26: 0; 2024-10-26: 0; 2024-11-26: 0; 2024-12-26: 0 |  |  | DRAINAGE FITTINGS
1 | 50mm |  |  |  | 2024-09-26: 105.9322; 2024-10-26: 105.9322; 2024-11-26: 105.9322; 2024-12-26: 105.9322 | S-lon price list |  | DRAINAGE FITTINGS | VENT COWL
2 | 63mm |  |  |  | 2024-09-26: 165.2542; 2024-10-26: 165.2542; 2024-11-26: 165.2542; 2024-12-26: 165.2542 | S-lon price list |  | DRAINAGE FITTINGS | VENT COWL
3 | 110mm |  |  |  | 2024-09-26: 381.3559; 2024-10-26: 381.3559; 2024-11-26: 381.3559; 2024-12-26: 381.3559 | S-lon price list |  | DRAINAGE FITTINGS | VENT COWL
| DOOR BEND 45 |  |  |  | 2024-09-26: 0; 2024-10-26: 0; 2024-11-26: 0; 2024-12-26: 0 |  |  | DRAINAGE FITTINGS
1 | 40mm |  |  |  | 2024-09-26: 309.322; 2024-10-26: 309.322; 2024-11-26: 309.322; 2024-12-26: 309.322 | S-lon price list |  | DRAINAGE FITTINGS | DOOR BEND 45
2 | 50mm |  |  |  | 2024-09-26: 394.0678; 2024-10-26: 394.0678; 2024-11-26: 394.0678; 2024-12-26: 394.0678 | S-lon price list |  | DRAINAGE FITTINGS | DOOR BEND 46
3 | 63mm |  |  |  | 2024-09-26: 525.4237; 2024-10-26: 525.4237; 2024-11-26: 525.4237; 2024-12-26: 525.4237 | S-lon price list |  | DRAINAGE FITTINGS | DOOR BEND 47
4 | 110mm |  |  |  | 2024-09-26: 1427.9661; 2024-10-26: 1427.9661; 2024-11-26: 1427.9661; 2024-12-26: 1427.9661 | S-lon price list |  | DRAINAGE FITTINGS | DOOR BEND 48
5 | 160mm |  |  |  | 2024-09-26: 2618.6441; 2024-10-26: 2618.6441; 2024-11-26: 2618.6441; 2024-12-26: 2618.6441 | S-lon price list |  | DRAINAGE FITTINGS | DOOR BEND 49
| DOOR BEND 89 |  |  |  | 2024-09-26: 0; 2024-10-26: 0; 2024-11-26: 0; 2024-12-26: 0 |  |  | DRAINAGE FITTINGS
1 | 40mm |  |  |  | 2024-09-26: 309.322; 2024-10-26: 309.322; 2024-11-26: 309.322; 2024-12-26: 309.322 | S-lon price list |  | DRAINAGE FITTINGS | DOOR BEND 89
2 | 50mm |  |  |  | 2024-09-26: 411.0169; 2024-10-26: 411.0169; 2024-11-26: 411.0169; 2024-12-26: 411.0169 | S-lon price list |  | DRAINAGE FITTINGS | DOOR BEND 90
3 | 63mm |  |  |  | 2024-09-26: 648.3051; 2024-10-26: 648.3051; 2024-11-26: 648.3051; 2024-12-26: 648.3051 | S-lon price list |  | DRAINAGE FITTINGS | DOOR BEND 91
4 | 110mm |  |  |  | 2024-09-26: 1406.7797; 2024-10-26: 1406.7797; 2024-11-26: 1406.7797; 2024-12-26: 1406.7797 | S-lon price list |  | DRAINAGE FITTINGS | DOOR BEND 92
5 | 160mm |  |  |  | 2024-09-26: 3186.4407; 2024-10-26: 3186.4407; 2024-11-26: 3186.4407; 2024-12-26: 3186.4407 | S-lon price list |  | DRAINAGE FITTINGS | DOOR BEND 93
| DOOR TEE |  |  |  | 2024-09-26: 0; 2024-10-26: 0; 2024-11-26: 0; 2024-12-26: 0 |  |  | DRAINAGE FITTINGS
1 | 40mm |  |  |  | 2024-09-26: 355.9322; 2024-10-26: 355.9322; 2024-11-26: 355.9322; 2024-12-26: 355.9322 | S-lon price list |  | DRAINAGE FITTINGS | DOOR TEE
2 | 50mm |  |  |  | 2024-09-26: 563.5593; 2024-10-26: 563.5593; 2024-11-26: 563.5593; 2024-12-26: 563.5593 | S-lon price list |  | DRAINAGE FITTINGS | DOOR TEE
3 | 63mm |  |  |  | 2024-09-26: 864.4068; 2024-10-26: 864.4068; 2024-11-26: 864.4068; 2024-12-26: 864.4068 | S-lon price list |  | DRAINAGE FITTINGS | DOOR TEE
4 | 110mm |  |  |  | 2024-09-26: 1682.2034; 2024-10-26: 1682.2034; 2024-11-26: 1682.2034; 2024-12-26: 1682.2034 | S-lon price list |  | DRAINAGE FITTINGS | DOOR TEE
5 | 160mm |  |  |  | 2024-09-26: 3826.2712; 2024-10-26: 3826.2712; 2024-11-26: 3826.2712; 2024-12-26: 3826.2712 | S-lon price list |  | DRAINAGE FITTINGS | DOOR TEE
| SWEPT DOOR TEE |  |  |  | 2024-09-26: 0; 2024-10-26: 0; 2024-11-26: 0; 2024-12-26: 0 |  |  | DRAINAGE FITTINGS
1 | 40mm |  |  |  | 2024-09-26: 478.8136; 2024-10-26: 478.8136; 2024-11-26: 478.8136; 2024-12-26: 478.8136 | S-lon price list |  | DRAINAGE FITTINGS | SWEPT DOOR TEE
2 | 50mm |  |  |  | 2024-09-26: 690.678; 2024-10-26: 690.678; 2024-11-26: 690.678; 2024-12-26: 690.678 | S-lon price list |  | DRAINAGE FITTINGS | SWEPT DOOR TEE
3 | 63mm |  |  |  | 2024-09-26: 961.8644; 2024-10-26: 961.8644; 2024-11-26: 961.8644; 2024-12-26: 961.8644 | S-lon price list |  | DRAINAGE FITTINGS | SWEPT DOOR TEE
4 | 110mm |  |  |  | 2024-09-26: 1898.3051; 2024-10-26: 1898.3051; 2024-11-26: 1898.3051; 2024-12-26: 1898.3051 | S-lon price list |  | DRAINAGE FITTINGS | SWEPT DOOR TEE
| SINGLE DOOR Y |  |  |  | 2024-09-26: 0; 2024-10-26: 0; 2024-11-26: 0; 2024-12-26: 0 |  |  | DRAINAGE FITTINGS
1 | 40mm |  |  |  | 2024-09-26: 343.2203; 2024-10-26: 343.2203; 2024-11-26: 343.2203; 2024-12-26: 343.2203 | S-lon price list |  | DRAINAGE FITTINGS | SINGLE DOOR Y
2 | 50mm |  |  |  | 2024-09-26: 572.0339; 2024-10-26: 572.0339; 2024-11-26: 572.0339; 2024-12-26: 572.0339 | S-lon price list |  | DRAINAGE FITTINGS | SINGLE DOOR Y
3 | 63mm |  |  |  | 2024-09-26: 919.4915; 2024-10-26: 919.4915; 2024-11-26: 919.4915; 2024-12-26: 919.4915 | S-lon price list |  | DRAINAGE FITTINGS | SINGLE DOOR Y
4 | 110mm |  |  |  | 2024-09-26: 2008.4746; 2024-10-26: 2008.4746; 2024-11-26: 2008.4746; 2024-12-26: 2008.4746 | S-lon price list |  | DRAINAGE FITTINGS | SINGLE DOOR Y
| END CLOSURE |  |  |  | 2024-09-26: 0; 2024-10-26: 0; 2024-11-26: 0; 2024-12-26: 0 |  |  | DRAINAGE FITTINGS
1 | 110mm |  |  |  | 2024-09-26: 377.1186; 2024-10-26: 377.1186; 2024-11-26: 377.1186; 2024-12-26: 377.1186 | S-lon price list |  | DRAINAGE FITTINGS | END CLOSURE
2 | 160mm |  |  |  | 2024-09-26: 919.4915; 2024-10-26: 919.4915; 2024-11-26: 919.4915; 2024-12-26: 919.4915 | S-lon price list |  | DRAINAGE FITTINGS | END CLOSURE
| DOUBLE Y 45 |  |  |  | 2024-09-26: 0; 2024-10-26: 0; 2024-11-26: 0; 2024-12-26: 0 |  |  | DRAINAGE FITTINGS
1 | 110mm |  |  |  | 2024-09-26: 2830.5085; 2024-10-26: 2830.5085; 2024-11-26: 2830.5085; 2024-12-26: 2830.5085 | S-lon price list |  | DRAINAGE FITTINGS | DOUBLE Y 45
2 | 160mm |  |  |  | 2024-09-26: 6025.4237; 2024-10-26: 6025.4237; 2024-11-26: 6025.4237; 2024-12-26: 6025.4237 | S-lon price list |  | DRAINAGE FITTINGS | DOUBLE Y 46
| REDUCING Y |  |  |  | 2024-09-26: 0; 2024-10-26: 0; 2024-11-26: 0; 2024-12-26: 0 |  |  | DRAINAGE FITTINGS
4 | 110mm X 63mm |  |  |  | 2024-09-26: 1258.4746; 2024-10-26: 1258.4746; 2024-11-26: 1258.4746; 2024-12-26: 1258.4746 | S-lon price list |  | DRAINAGE FITTINGS | REDUCING Y
5 | 160mm X 110mm |  |  |  | 2024-09-26: 4279.661; 2024-10-26: 4279.661; 2024-11-26: 4279.661; 2024-12-26: 4279.661 | S-lon price list |  | DRAINAGE FITTINGS | REDUCING Y
| INSEPECTION SOCKET WCE |  |  |  | 2024-09-26: 0; 2024-10-26: 0; 2024-11-26: 0; 2024-12-26: 0 |  |  | DRAINAGE FITTINGS
1 | 110mm |  |  |  | 2024-09-26: 1487.2881; 2024-10-26: 1487.2881; 2024-11-26: 1487.2881; 2024-12-26: 1487.2881 | S-lon price list |  | DRAINAGE FITTINGS | INSEPECTION SOCKET WCE
| DOOR Q TRAP WCE |  |  |  | 2024-09-26: 0; 2024-10-26: 0; 2024-11-26: 0; 2024-12-26: 0 |  |  | DRAINAGE FITTINGS
1 | 110mm |  |  |  | 2024-09-26: 2881.3559; 2024-10-26: 2881.3559; 2024-11-26: 2881.3559; 2024-12-26: 2881.3559 | S-lon price list |  | DRAINAGE FITTINGS | DOOR Q TRAP WCE
| DOOR TRAP SINGLE SOCKET |  |  |  | 2024-09-26: 0; 2024-10-26: 0; 2024-11-26: 0; 2024-12-26: 0 |  |  | DRAINAGE FITTINGS
1 | 4" |  |  |  | 2024-09-26: 1906.7797; 2024-10-26: 1906.7797; 2024-11-26: 1906.7797; 2024-12-26: 1906.7797 | S-lon price list |  | DRAINAGE FITTINGS | DOOR TRAP SINGLE SOCKET
| MULTI FLOOR TRAP BASE 4 WAY |  |  |  | 2024-09-26: 0; 2024-10-26: 0; 2024-11-26: 0; 2024-12-26: 0 |  |  | DRAINAGE FITTINGS
1 | 3" |  |  |  | 2024-09-26: 1211.8644; 2024-10-26: 1211.8644; 2024-11-26: 1211.8644; 2024-12-26: 1211.8644 | S-lon price list |  | DRAINAGE FITTINGS | MULTI FLOOR TRAP BASE 4 WAY
2 | 4" |  |  |  | 2024-09-26: 1296.6102; 2024-10-26: 1296.6102; 2024-11-26: 1296.6102; 2024-12-26: 1296.6102 | S-lon price list |  | DRAINAGE FITTINGS | MULTI FLOOR TRAP BASE 4 WAY
| MULTI FLOOR TRAP BASE 2 WAY |  |  |  | 2024-09-26: 0; 2024-10-26: 0; 2024-11-26: 0; 2024-12-26: 0 |  |  | DRAINAGE FITTINGS
1 | 3" |  |  |  | 2024-09-26: 1093.2203; 2024-10-26: 1093.2203; 2024-11-26: 1093.2203; 2024-12-26: 1093.2203 | S-lon price list |  | DRAINAGE FITTINGS | MULTI FLOOR TRAP BASE 2 WAY
| MULTI FLOOR TRAP BASE 2 WAY WITH TOP TILE |  |  |  | 2024-09-26: 0; 2024-10-26: 0; 2024-11-26: 0; 2024-12-26: 0 |  |  | DRAINAGE FITTINGS
1 | 3" |  |  |  | 2024-09-26: 1487.2881; 2024-10-26: 1487.2881; 2024-11-26: 1487.2881; 2024-12-26: 1487.2881 | S-lon price list |  | DRAINAGE FITTINGS | MULTI FLOOR TRAP BASE 2 WAY WITH TOP TILE
| TOP TILE SET |  |  |  | 2024-09-26: 0; 2024-10-26: 0; 2024-11-26: 0; 2024-12-26: 0 |  |  | DRAINAGE FITTINGS
1 | 150mm x 150mm |  |  |  | 2024-09-26: 533.8983; 2024-10-26: 533.8983; 2024-11-26: 533.8983; 2024-12-26: 533.8983 | S-lon price list |  | DRAINAGE FITTINGS | TOP TILE SET
| DOOR DOUBLE Y 45 |  |  |  | 2024-09-26: 0; 2024-10-26: 0; 2024-11-26: 0; 2024-12-26: 0 |  |  | DRAINAGE FITTINGS
1 | 110mm |  |  |  | 2024-09-26: 3177.9661; 2024-10-26: 3177.9661; 2024-11-26: 3177.9661; 2024-12-26: 3177.9661 | S-lon price list |  | DRAINAGE FITTINGS | DOOR DOUBLE Y 45
2 | 160mm |  |  |  | 2024-09-26: 6372.8814; 2024-10-26: 6372.8814; 2024-11-26: 6372.8814; 2024-12-26: 6372.8814 | S-lon price list |  | DRAINAGE FITTINGS | DOOR DOUBLE Y 46
| DOOR REDUCING Y 45 |  |  |  | 2024-09-26: 0; 2024-10-26: 0; 2024-11-26: 0; 2024-12-26: 0 |  |  | DRAINAGE FITTINGS
1 | 110mm X 63mm |  |  |  | 2024-09-26: 1627.1186; 2024-10-26: 1627.1186; 2024-11-26: 1627.1186; 2024-12-26: 1627.1186 | S-lon price list |  | DRAINAGE FITTINGS | DOOR REDUCING Y 45
2 | 160mm X 110mm |  |  |  | 2024-09-26: 4627.1186; 2024-10-26: 4627.1186; 2024-11-26: 4627.1186; 2024-12-26: 4627.1186 | S-lon price list |  | DRAINAGE FITTINGS | DOOR REDUCING Y 46
| DOOR S TRAP |  |  |  | 2024-09-26: 0; 2024-10-26: 0; 2024-11-26: 0; 2024-12-26: 0 |  |  | DRAINAGE FITTINGS
1 | 110mm |  |  |  | 2024-09-26: 3406.7797; 2024-10-26: 3406.7797; 2024-11-26: 3406.7797; 2024-12-26: 3406.7797 | S-lon price list |  | DRAINAGE FITTINGS | DOOR S TRAP
| DOOR P TRAP |  |  |  | 2024-09-26: 0; 2024-10-26: 0; 2024-11-26: 0; 2024-12-26: 0 |  |  | DRAINAGE FITTINGS
1 | 110mm |  |  |  | 2024-09-26: 2567.7966; 2024-10-26: 2567.7966; 2024-11-26: 2567.7966; 2024-12-26: 2567.7966 | S-lon price list |  | DRAINAGE FITTINGS | DOOR P TRAP
| DOOR TRAP DOUBLE SOCKET |  |  |  | 2024-09-26: 0; 2024-10-26: 0; 2024-11-26: 0; 2024-12-26: 0 |  |  | DRAINAGE FITTINGS
1 | 4" |  |  |  | 2024-09-26: 1610.1695; 2024-10-26: 1610.1695; 2024-11-26: 1610.1695; 2024-12-26: 1610.1695 | S-lon price list |  | DRAINAGE FITTINGS | DOOR TRAP DOUBLE SOCKET
| MULTI FLOOR TRAP 4 WAY WITH TOP TILE |  |  |  | 2024-09-26: 0; 2024-10-26: 0; 2024-11-26: 0; 2024-12-26: 0 |  |  | DRAINAGE FITTINGS
1 | 3" |  |  |  | 2024-09-26: 1588.9831; 2024-10-26: 1588.9831; 2024-11-26: 1588.9831; 2024-12-26: 1588.9831 | S-lon price list |  | DRAINAGE FITTINGS | MULTI FLOOR TRAP 4 WAY WITH TOP TILE
2 | 4" |  |  |  | 2024-09-26: 1699.1525; 2024-10-26: 1699.1525; 2024-11-26: 1699.1525; 2024-12-26: 1699.1525 | S-lon price list |  | DRAINAGE FITTINGS | MULTI FLOOR TRAP 4 WAY WITH TOP TILE
SOLVENT CEMENT
1 | Solvent cement - Slon | 1 | 15g |  |  |  |  | 1661 |  |  |  | 125.4237 | 125.4237 | 125.4237 | 125.4237 | 125.4237 | 125.4237 | 125.4237 | 125.4237 | 125.4237 | 125.4237 | 125.4237 | 125.4237 | S-lon price list | 148 | SOLVENT CEMENT
2 | Solvent cement - Slon | 1 | 25g | [8 empty] | 169.4915 | 169.4915 | 169.4915 | 169.4915 | 169.4915 | 169.4915 | 169.4915 | 169.4915 | 169.4915 | 169.4915 | 169.4915 | 169.4915 | S-lon price list | 200 | SOLVENT CEMENT
3 | Solvent cement - Slon | 1 | 50g |  |  |  |  | 750 |  |  |  | 317.7966 | 317.7966 | 317.7966 | 317.7966 | 317.7966 | 317.7966 | 317.7966 | 317.7966 | 317.7966 | 317.7966 | 317.7966 | 317.7966 | S-lon price list | 375 | SOLVENT CEMENT
4 | Solvent cement - Slon | 1 | 75g |  |  |  |  | 190 |  |  |  | 453.3898 | 453.3898 | 453.3898 | 453.3898 | 453.3898 | 453.3898 | 453.3898 | 453.3898 | 453.3898 | 453.3898 | 453.3898 | 453.3898 | S-lon price list | 535 | SOLVENT CEMENT
5 | Solvent cement - Slon | 1 | 125g | [8 empty] | 745.7627 | 745.7627 | 745.7627 | 745.7627 | 745.7627 | 745.7627 | 745.7627 | 745.7627 | 745.7627 | 745.7627 | 745.7627 | 745.7627 | S-lon price list | 880 | SOLVENT CEMENT
6 | Solvent cement - Slon | 1 | 250g |  |  |  |  | 1600 |  |  |  | 1398.3051 | 1398.3051 | 1398.3051 | 1398.3051 | 1398.3051 | 1398.3051 | 1398.3051 | 1398.3051 | 1398.3051 | 1398.3051 | 1398.3051 | 1398.3051 | S-lon price list | 1650 | SOLVENT CEMENT
7 | Solvent cement - Slon | 1 | 500g | [8 empty] | 2754.2373 | 2754.2373 | 2754.2373 | 2754.2373 | 2754.2373 | 2754.2373 | 2754.2373 | 2754.2373 | 2754.2373 | 2754.2373 | 2754.2373 | 2754.2373 | S-lon price list | 3250 | SOLVENT CEMENT
uPVC CABLE TRUNKING 3.00m
1 | 16 X 12.5mm |  |  |  | 2024-09-26: 355.9322; 2024-10-26: 355.9322; 2024-11-26: 355.9322; 2024-12-26: 355.9322 | S-lon price list |  | uPVC CABLE TRUNKING 3.00m
2 | 20 x 12.5mm |  |  |  | 2024-09-26: 432.2034; 2024-10-26: 432.2034; 2024-11-26: 432.2034; 2024-12-26: 432.2034 | S-lon price list |  | uPVC CABLE TRUNKING 3.00m
3 | 25 x 16mm |  |  |  | 2024-09-26: 533.8983; 2024-10-26: 533.8983; 2024-11-26: 533.8983; 2024-12-26: 533.8983 | S-lon price list |  | uPVC CABLE TRUNKING 3.00m
4 | 32 x 16mm |  |  |  | 2024-09-26: 699.1525; 2024-10-26: 699.1525; 2024-11-26: 699.1525; 2024-12-26: 699.1525 | S-lon price list |  | uPVC CABLE TRUNKING 3.00m
5 | 40 x 16mm |  |  |  | 2024-09-26: 927.9661; 2024-10-26: 927.9661; 2024-11-26: 927.9661; 2024-12-26: 927.9661 | S-lon price list |  | uPVC CABLE TRUNKING 3.00m
6 | 40x 25mm |  |  |  | 2024-09-26: 1016.9492; 2024-10-26: 1016.9492; 2024-11-26: 1016.9492; 2024-12-26: 1016.9492 | S-lon price list |  | uPVC CABLE TRUNKING 3.00m
7 | 50 x 25mm |  |  |  | 2024-09-26: 1258.4746; 2024-10-26: 1258.4746; 2024-11-26: 1258.4746; 2024-12-26: 1258.4746 | S-lon price list |  | uPVC CABLE TRUNKING 3.00m
8 | 50 x 50mm |  |  |  | 2024-09-26: 2135.5932; 2024-10-26: 2135.5932; 2024-11-26: 2135.5932; 2024-12-26: 2135.5932 | S-lon price list |  | uPVC CABLE TRUNKING 3.00m
9 | 75 x 50mm |  |  |  | 2024-09-26: 2796.6102; 2024-10-26: 2796.6102; 2024-11-26: 2796.6102; 2024-12-26: 2796.6102 | S-lon price list |  | uPVC CABLE TRUNKING 3.00m
10 | 100 x 50mm |  |  |  | 2024-09-26: 3724.5763; 2024-10-26: 3724.5763; 2024-11-26: 3724.5763; 2024-12-26: 3724.5763 | S-lon price list |  | uPVC CABLE TRUNKING 3.00m
11 | 100 x 75mm |  |  |  | 2024-09-26: 4016.9492; 2024-10-26: 4016.9492; 2024-11-26: 4016.9492; 2024-12-26: 4016.9492 | S-lon price list |  | uPVC CABLE TRUNKING 3.00m
12 | 100 x 100mm |  |  |  | 2024-09-26: 5491.5254; 2024-10-26: 5491.5254; 2024-11-26: 5491.5254; 2024-12-26: 5491.5254 | S-lon price list |  | uPVC CABLE TRUNKING 3.00m

## GI Pipes and Box bars (hidden)
Materials Prices Fluctuation Analysis (Excluding VAT & including SSCL)
[10 empty] | 6 | 7 | 8 | 9 |  |  | 9
Nr | Material | Dimension (inches) | Dimension (mm) | Thickness (mm) | Length (m) | Weight (kg) | QTY | Unit | Average price in 2022 | 2023-06-30 | 2023-07-31 | 2023-08-31 | 2023-09-30 | 2023-10-31 | 2023-11-30 | 2023-12-23 | 2024-01-23 | 2024-02-23 | 2024-03-23 | 2024-04-23 | Source
GI pipes
1 | GI pipes | 2024-02-01 | 21 | 1.2 | 5.5 | 3.5 | 1 |  |  | 2024-04-23: 1190 |  | #REF!
2 | GI pipes | 2024-02-01 | 21 | 1.4 | 5.5 | 4 | 1 |  |  | 2024-04-23: 1360 |  | 2
3 | GI pipes | 2024-02-01 | 21 | 1.6 | 5.5 | 4.5 | 1 |  |  | 2024-04-23: 1530 |  | 3
4 | GI pipes | 2024-02-01 | 21 | 1.8 | 5.8 | 5.2 | 1 |  |  | 2024-04-23: 1768 |  | #REF!
5 | GI pipes | 2024-02-01 | 21 | 2 | 5.8 | 5.7 | 1 |  |  | 2024-04-23: 1938 |  | 5
6 | GI pipes | 2024-04-03 | 27 | 1.2 | 5.5 | 4.3 | 1 |  |  | 2024-04-23: 1462 |  | 6
7 | GI pipes | 2024-04-03 | 27 | 1.4 | 5.5 | 5.2 | 1 |  |  | 2024-04-23: 1768 |  | 7
8 | GI pipes | 2024-04-03 | 27 | 1.6 | 5.5 | 5.6 | 1 |  |  | 2024-04-23: 1904 |  | 8 | 8833.9223
9 | GI pipes | 2024-04-03 | 27 | 1.8 | 5.8 | 6.5 | 1 |  |  | 2024-04-23: 2210 |  | 9
10 | GI pipes | 2024-04-03 | 27 | 2 | 5.8 | 7.2 | 1 |  |  | 2024-04-23: 2448 |  | 10 | 6713.7809
11 | [9 empty] | 2024-04-23: 0
12 | GI pipes | 1 | 33.7 | 1.2 | 5.5 | 5.4 | 1 |  |  | 2024-04-23: 1836
13 | GI pipes | 1 | 33.7 | 1.4 | 5.5 | 6.2 | 1 |  |  | 2024-04-23: 2108
14 | GI pipes | 1 | 33.7 | 1.6 | 5.5 | 7 | 1 |  |  | 2024-04-23: 2380
15 | GI pipes | 1 | 33.7 | 1.8 | 5.8 | 8.5 | 1 |  |  | 2024-04-23: 2890
16 | GI pipes | 1 | 33.7 | 2 | 5.8 | 9.5 | 1 |  |  | 2024-04-23: 3230
17 | GI pipes | 1 | 33.7 | 2.3 | 5.8 | 10.8 | 1 |  |  | 2024-04-23: 3672
18 | GI pipes | 1 | 33.7 | 3 | 5.8 | 14 | 1 |  |  | 2024-04-23: 4760
19 | GI pipes | 1 1/4 | 42.4 | 1.4 | 5.5 | 7.8 | 1 |  |  | 2024-04-23: 2652 |  | 12
20 | GI pipes | 1 1/4 | 42.4 | 1.6 | 5.5 | 8.8 | 1 |  |  | 2024-04-23: 2992 |  | 20
21 | GI pipes | 1 1/4 | 42.4 | 1.8 | 5.8 | 10.8 | 1 |  |  | 2024-04-23: 3672 |  | 21
22 | GI pipes | 1 1/4 | 42.4 | 2 | 5.8 | 11.8 | 1 |  |  | 2024-04-23: 4012 |  | 22
23 | GI pipes | 1 1/4 | 42.4 | 2.3 | 5.8 | 13.4 | 1 |  |  | 2024-04-23: 4556 |  | 23
24 | GI pipes | 1 1/4 | 42.4 | 3 | 5.8 | 17.7 | 1 |  |  | 2024-04-23: 6018 |  | 24
25 | GI pipes | 1 1/4 | 42.4 | 3.2 | 5.8 | 18.3 | 1 |  |  | 2024-04-23: 6222 |  | 25
26 | GI pipes | 1 1/2 | 48 | 1.6 | 5.5 | 10.7 | 1 |  |  | 2024-04-23: 3638 |  | #REF!
27 | GI pipes | 1 1/2 | 48 | 1.8 | 5.8 | 12.3 | 1 |  |  | 2024-04-23: 4182 |  | 27
28 | GI pipes | 1 1/2 | 48 | 2 | 5.8 | 13.5 | 1 |  |  | 2024-04-23: 4590
29 | GI pipes | 1 1/2 | 48 | 2.3 | 5.8 | 15.5 | 1 |  |  | 2024-04-23: 5270
30 | GI pipes | 1 1/2 | 48 | 3 | 5.8 | 20 | 1 |  |  | 2024-04-23: 6800
31 | GI pipes | 1 1/2 | 48 | 3.2 | 5.8 | 20.7 | 1 |  |  | 2024-04-23: 7038 |  | #REF!
32 | GI pipes | 1 1/2 | 48 | 3.2 | 6 | 21.2 | 1 |  |  | 2024-04-23: 7208 |  | 32
33 | GI pipes | 2 | 60.3 | 1.6 | 5.8 | 13.8 | 1 |  |  | 2024-04-23: 4692 |  | #REF!
34 | GI pipes | 2 | 60.3 | 1.8 | 5.8 | 15.6 | 1 |  |  | 2024-04-23: 5304 |  | 34
35 | GI pipes | 2 | 60.3 | 2 | 5.8 | 17 | 1 |  |  | 2024-04-23: 5780 |  | 35
36 | GI pipes | 2 | 60.3 | 2.3 | 5.8 | 20 | 1 |  |  | 2024-04-23: 6800 |  | 36
37 | GI pipes | 2 | 60.3 | 3 | 5.8 | 26 | 1 |  |  | 2024-04-23: 8840 |  | 37
38 | GI pipes | 3 | 88.9 | 2 | 5.8 | 25 | 1 |  |  | 2024-04-23: 8500 |  | 38
39 | GI pipes | 3 | 88.9 | 3 | 5.8 | 37 | 1 |  |  | 2024-04-23: 12580 |  | #REF!
40 | GI pipes | 4 | 114.3 | 2 | 5.8 | 32 | 1 |  |  | 2024-04-23: 10880 |  | 40
41 | GI pipes | 4 | 114.3 | 3 | 5.8 | 50 | 1 |  |  | 2024-04-23: 17000 |  | 41
42
43
44
45
46
47
48
49
50
51
52
53
54
55
56
57
58
59
60
61
62
63
64
65
66

## Rates
Skilled ,Unskilled Labour rates and OH&P
[5 empty] | 6 | 7 | 8 | 9 |  |  | 9
Nr | Type | QTY | Unit | Average price in 2022 | 2023-06-30 | 2023-07-31 | 2023-08-31 | 2023-09-30 | 2023-10-31 | 2023-11-30 | 2023-12-23 | 2024-01-23 | 2024-02-23 | 2024-03-23 | 2024-04-23 | 2024-05-23 | 2024-06-23 | 2024-07-23 | 2024-08-23 | 2024-09-29 | 2024-10-29 | Source | Category
Skilled Labour
1 | Capenter | 1 | Day |  | 2024-07-23: 4000; 2024-08-23: 4000; 2024-09-29: 4500; 2024-10-29: 4500 |  | Skilled Labour | #REF!
2 | Electrician | 1 | Day |  | 2024-07-23: 4500; 2024-08-23: 4500; 2024-09-29: 5500; 2024-10-29: 5500 |  | Skilled Labour | 2
3 | Plumber | 1 | Day |  | 2024-07-23: 4500; 2024-08-23: 4500; 2024-09-29: 5500; 2024-10-29: 5500 |  | Skilled Labour | 3
4 | Welder | 1 | Day |  | 2024-07-23: 4500; 2024-08-23: 4500; 2024-09-29: 5500; 2024-10-29: 5500 |  | Skilled Labour | #REF!
5 | Mason | 1 | Day |  | 2024-07-23: 4000; 2024-08-23: 4000; 2024-09-29: 4500; 2024-10-29: 4500 |  | Skilled Labour | 5
6 | Rigger | 1 | Day |  | 2024-07-23: 4500; 2024-08-23: 4500; 2024-09-29: 6000; 2024-10-29: 6000 |  | Skilled Labour | 6
7 | Painter | 1 | Day |  | 2024-07-23: 4000; 2024-08-23: 4000; 2024-09-29: 4500; 2024-10-29: 4500 |  | Skilled Labour | 7
8 | Operator (Pump car) | 1 | Day |  | 2024-07-23: 5000; 2024-08-23: 5000; 2024-09-29: 6000; 2024-10-29: 6000 |  | Skilled Labour | 8 | 8833.9223
9 | Excavator | 1 | Day |  | 2024-07-23: 6500; 2024-08-23: 6500; 2024-09-29: 6000; 2024-10-29: 6000 |  | Skilled Labour | 9
10 | Roller | 1 | Day |  | 2024-07-23: 5000; 2024-08-23: 5000; 2024-09-29: 6000; 2024-10-29: 6000 |  | Skilled Labour | 10 | 6713.7809
11
Unskilled Labour
1 | Labour | 1 | Day |  | 2024-07-23: 3500; 2024-08-23: 3500; 2024-09-29: 3500; 2024-10-29: 3500 |  | Unskilled Labour | 1
Overheads and profit
1 | Percentage 20% | 1 | Percentage |  | 2024-07-23: 20%; 2024-08-23: 20%; 2024-09-29: 20%; 2024-10-29: 20% |  | Overheads and profit
348100
Note on T280: ====== ID#AAABUz9wr-8 tc={E797936F-93F1-4742-99BC-ED06D63FBF35} (2024-08-29 06:55:09) [Threaded comment] Your version of Excel allows you to read this threaded comment; however, any edits to it will get removed if the file is opened in a newer version of Excel. Learn more: https://go.microsoft.com/fwlink/?linkid=870924 Comment: Seller- FM hardware TP- 0713819085, 0766390690 Location- 321, Bollegala, Gonawala
Note on U280: ====== ID#AAABUz9wr6w tc={B03343F7-C450-45AA-81C4-8AAD3A9A9412} (2024-08-29 06:55:09) [Threaded comment] Your version of Excel allows you to read this threaded comment; however, any edits to it will get removed if the file is opened in a newer version of Excel. Learn more: https://go.microsoft.com/fwlink/?linkid=870924 Comment: Seller- FM hardware TP- 0713819085, 0766390690 Location- 321, Bollegala, Gonawala
Note on T281: ====== ID#AAABU0VI1A0 tc={63FAA65F-C3CC-4888-8A38-5CD137713732} (2024-08-29 06:55:09) [Threaded comment] Your version of Excel allows you to read this threaded comment; however, any edits to it will get removed if the file is opened in a newer version of Excel. Learn more: https://go.microsoft.com/fwlink/?linkid=870924 Comment: Seller- FM hardware TP- 0713819085, 0766390690 Location- 321, Bollegala, Gonawala
Note on U281: ====== ID#AAABUz9wr78 tc={F3ACE344-5C64-4372-8D31-24537604F89A} (2024-08-29 06:55:09) [Threaded comment] Your version of Excel allows you to read this threaded comment; however, any edits to it will get removed if the file is opened in a newer version of Excel. Learn more: https://go.microsoft.com/fwlink/?linkid=870924 Comment: Seller- FM hardware TP- 0713819085, 0766390690 Location- 321, Bollegala, Gonawala
Note on T282: ====== ID#AAABUz9wr7E tc={0EB1B6F0-9295-408A-87D8-D38BAEC95C41} (2024-08-29 06:55:09) [Threaded comment] Your version of Excel allows you to read this threaded comment; however, any edits to it will get removed if the file is opened in a newer version of Excel. Learn more: https://go.microsoft.com/fwlink/?linkid=870924 Comment: Seller- FM hardware TP- 0713819085, 0766390690 Location- 321, Bollegala, Gonawala
Note on U282: ====== ID#AAABU0VI1CI tc={43241A81-4DA0-46EC-BEB6-A652C26F8DA8} (2024-08-29 06:55:09) [Threaded comment] Your version of Excel allows you to read this threaded comment; however, any edits to it will get removed if the file is opened in a newer version of Excel. Learn more: https://go.microsoft.com/fwlink/?linkid=870924 Comment: Seller- FM hardware TP- 0713819085, 0766390690 Location- 321, Bollegala, Gonawala
Note on T283: ====== ID#AAABU0VI1CU tc={8047FF0A-716C-4051-B8F8-61D233B4A5D8} (2024-08-29 06:55:09) [Threaded comment] Your version of Excel allows you to read this threaded comment; however, any edits to it will get removed if the file is opened in a newer version of Excel. Learn more: https://go.microsoft.com/fwlink/?linkid=870924 Comment: Seller- FM hardware TP- 0713819085, 0766390690 Location- 321, Bollegala, Gonawala
Note on U283: ====== ID#AAABUz9wr9E tc={585A0B04-9A66-46E1-849A-21DAA966E4A5} (2024-08-29 06:55:09) [Threaded comment] Your version of Excel allows you to read this threaded comment; however, any edits to it will get removed if the file is opened in a newer version of Excel. Learn more: https://go.microsoft.com/fwlink/?linkid=870924 Comment: Seller- FM hardware TP- 0713819085, 0766390690 Location- 321, Bollegala, Gonawala
Note on T284: ====== ID#AAABU0VI1Fo tc={BDDF8934-56BE-414F-BC87-07D39D1CB98D} (2024-08-29 06:55:09) [Threaded comment] Your version of Excel allows you to read this threaded comment; however, any edits to it will get removed if the file is opened in a newer version of Excel. Learn more: https://go.microsoft.com/fwlink/?linkid=870924 Comment: Seller- Nishantas glass warehouse TP- 0112 909888 Location- Old kandy road, Dalugama
Note on U284: ====== ID#AAABU0VI1FU tc={4921997F-3227-4909-8DFA-8C098A9466D5} (2024-08-29 06:55:09) [Threaded comment] Your version of Excel allows you to read this threaded comment; however, any edits to it will get removed if the file is opened in a newer version of Excel. Learn more: https://go.microsoft.com/fwlink/?linkid=870924 Comment: Seller- Nishantas glass warehouse TP- 0112 909888 Location- Old kandy road, Dalugama

## Steel Calculator
GI Pipe- Pre galvanized (Excluding VAT) | [6 empty] | Month
[7 empty] | 2025-01-01 | 2025-01-02 | 2025-01-03 | 2025-01-04 | 2025-01-05 | 2025-01-06 | 2025-01-07 | 2025-01-08 | 2025-01-09 | 2025-01-10 | 2025-01-11 | 2025-01-12
Profile Size (inch) | Thickness (mm) | Lenght (m) | weight per tube (kg) | No. of tubes per ton | No. of tubes per bundle | Price per tube
[6 empty] | 241525.4237 | 2025-01-01: 241525.4237
2024-01-02 | 0.9mm | 5.8m | 2.54 | 393 | 169 | 614.5685 | 2025-01-01: 614.5685
| 1.0mm | 5.8m | 2.82 | 354 | 169 | 682.2752 | 2025-01-01: 682.2752
| 1.1mm | 5.8m | 2.85 | 350 | 169 | 690.0726 | 2025-01-01: 690.0726
| 1.2mm | 5.8m | 3.33 | 299 | 169 | 807.7773 | 2025-01-01: 807.7773
| 1.4mm | 5.8m | 3.89 | 256 | 169 | 943.4587 | 2025-01-01: 943.4587
| 1.6mm | 5.8m | 4.48 | 223 | 169 | 1083.0736 | 2025-01-01: 1083.0736
2024-03-04 | 1.0mm | 5.8m | 3.5 | 285 | 127 | 847.4576 | 2025-01-01: 847.4576
| 1.1mm | 5.8m | 3.19 | 255 | 127 | 947.1585 | 2025-01-01: 947.1585
| 1.2mm | 5.8m | 4 | 250 | 127 | 966.1017 | 2025-01-01: 966.1017
| 1.4mm | 5.8m | 4.99 | 200 | 127 | 1207.6271 | 2025-01-01: 1207.6271
| 1.6mm | 5.8m | 5.67 | 176 | 127 | 1372.3035 | 2025-01-01: 1372.3035
| 1.8mm | 5.8m | 6.4 | 156 | 127 | 1548.2399 | 2025-01-01: 1548.2399
| 1.9mm | 5.8m | 6.7 | 149 |  | 1620.976 | 2025-01-01: 1620.976
1 | 1.2mm | 5.8m | 5.41 | 184 | 91 | 1312.6382 | 2025-01-01: 1312.6382
| 1.4mm | 5.8m | 6.27 | 159 | 91 | 1519.0278 | 2025-01-01: 1519.0278
| 1.6mm | 5.8m | 7.32 | 136 | 91 | 1775.9222 | 2025-01-01: 1775.9222
| 1.9mm | 5.8m | 8.578 | 116 | 91 | 2082.1157 | 2025-01-01: 2082.1157
1 1/4 | 1.2mm | 5.8m | 6.65 | 150 | 70 | 1610.1695 | 2025-01-01: 1610.1695
| 1.4mm | 5.8m | 8.037 | 124 | 70 | 1947.7857 | 2025-01-01: 1947.7857
| 1.6mm | 5.8m | 9.29 | 107 | 70 | 2257.247 | 2025-01-01: 2257.247
| 1.9mm | 5.8m | 11.06 | 90 | 70 | 2683.6158 | 2025-01-01: 2683.6158
1 1/2 | 1.6mm | 5.8m | 10.61 | 94 | 61 | 2569.4194 | 2025-01-01: 2569.4194
| 1.9mm | 5.8m | 12.508 | 79 | 61 | 3057.2838 | 2025-01-01: 3057.2838
| 2.0mm | 5.8m | 13.5 | 74 | 61 | 3263.8571 | 2025-01-01: 3263.8571
| 2.3mm | 5.8m | 15.3 | 65 | 61 | 3715.7757 | 2025-01-01: 3715.7757
2 | 1.6mm | 5.8m | 13.075 | 76 | 37 | 3177.9661 | 2025-01-01: 3177.9661
| 1.8mm | 5.8m | 15 | 66 | 37 | 3659.4761 | 2025-01-01: 3659.4761
| 1.9mm | 5.8m | 15.76 | 63 | 37 | 3833.7369 | 2025-01-01: 3833.7369
| 2.0mm | 5.8m | 16.6 | 60 | 37 | 4025.4237 | 2025-01-01: 4025.4237
| 2.3mm | 5.8m | 18.8 | 53 | 37 | 4557.0835 | 2025-01-01: 4557.0835
2 1/2 | 1.6mm | 5.8m | 20.47 | 48 | 19 | 5031.7797 | 2025-01-01: 5031.7797
| 1.9mm | 5.8m | 21 | 47 | 19 | 5138.8388 | 2025-01-01: 5138.8388
3 | 2.9mm | 5.8m | 35.1 | 28 | 24 | 8625.908 | 2025-01-01: 8625.908
6 | 3.0mm | 5.8m | 69.5 | 14 | 7 | 17251.816 | 2025-01-01: 17251.816
GI Box bar- Pre galvanized (Excluding VAT) | [6 empty] | 2025-01-01: Month
[7 empty] | 2025-01-01 | 2025-01-02 | 2025-01-03 | 2025-01-04 | 2025-01-05 | 2025-01-06 | 2025-01-07 | 2025-01-08 | 2025-01-09 | 2025-01-10 | 2025-01-11 | 2025-01-12
Profile Size (mm) | Thickness (mm) | Lenght (m) | weight per tube (kg) | No. of tubes per ton | No. of tubes per bundle | Price per tube
[6 empty] | 241525.4237 | 2025-01-01: 241525.4237
20x20 | 0.9mm | 5.5m | 2.92 | 342 | 225 | 706.2147 | 2025-01-01: 706.2147
| 1.0mm | 5.5m | 3.16 | 316 | 225 | 764.321 | 2025-01-01: 764.321
| 1.1mm | 5.5m | 4.2 | 292 | 225 | 827.1419 | 2025-01-01: 827.1419
| 1.2mm | 5.5m | 3.89 | 257 | 225 | 939.7876 | 2025-01-01: 939.7876
| 1.4mm | 5.5m | 4.45 | 224 | 225 | 1078.2385 | 2025-01-01: 1078.2385
| 1.6mm | 5.5m | 5 | 200 | 225 | 1207.6271 | 2025-01-01: 1207.6271
25x25 | 0.9mm | 5.5m | 3.703 | 270 | 144 | 894.5386 | 2025-01-01: 894.5386
| 1.0mm | 5.5m | 4.06 | 246 | 144 | 981.8107 | 2025-01-01: 981.8107
| 1.1mm | 5.5m | 4.5 | 222 | 144 | 1087.9524 | 2025-01-01: 1087.9524
| 1.2mm | 5.5m | 4.95 | 202 | 144 | 1195.6704 | 2025-01-01: 1195.6704
| 1.4mm | 5.5m | 5.602 | 178 | 144 | 1356.8844 | 2025-01-01: 1356.8844
| 1.6mm | 5.5m | 6.5 | 153 | 144 | 1578.5975 | 2025-01-01: 1578.5975
25x50 | 1.0mm | 5.5m | 6.18 | 161 | 72 | 1500.1579 | 2025-01-01: 1500.1579
| 1.2mm | 5.5m | 7.32 | 136 | 72 | 1775.9222 | 2025-01-01: 1775.9222
| 1.4mm | 5.5m | 8.69 | 115 | 72 | 2100.2211 | 2025-01-01: 2100.2211
| 1.6mm | 5.5m | 10.25 | 97 | 72 | 2489.9528 | 2025-01-01: 2489.9528
38x38 | 1.2mm | 5.5m | 7.5 | 133 | 64 | 1815.9806 | 2025-01-01: 1815.9806
| 1.4mm | 5.5m | 8.8 | 113 | 64 | 2137.3931 | 2025-01-01: 2137.3931
| 1.6mm | 5.5m | 10.2 | 98 | 64 | 2464.5451 | 2025-01-01: 2464.5451
| 2.0mm | 5.5m | 12.6 | 79 | 64 | 3057.2838 | 2025-01-01: 3057.2838
75x40 | 1.2mm | 5.5m | 11.5 | 86 | 32 | 2808.4352 | 2025-01-01: 2808.4352
| 1.4mm | 5.5m | 13.4 | 74 | 32 | 3263.8571 | 2025-01-01: 3263.8571
| 1.6mm | 5.5m | 15.15 | 66 | 32 | 3659.4761 | 2025-01-01: 3659.4761
| 1.8mm | 5.5m | 17.2 | 58 | 32 | 4164.2314 | 2025-01-01: 4164.2314
| 1.9mm | 5.5m | 17.8 | 56 | 32 | 4312.954 | 2025-01-01: 4312.954
| 2.0mm | 5.5m | 19.2 | 52 | 32 | 4644.7197 | 2025-01-01: 4644.7197
75x25 | 2.0mm | 5.5m | 17 | 58 | 48 | 4164.2314 | 2025-01-01: 4164.2314
50x50 | 1.2mm | 5.5m | 10 | 100 | 36 | 2415.2542 | 2025-01-01: 2415.2542
| 1.4mm | 5.5m | 11.667 | 85 | 36 | 2841.4756 | 2025-01-01: 2841.4756
| 1.6mm | 5.5m | 13.1 | 75 | 36 | 3220.339 | 2025-01-01: 3220.339
| 1.8mm | 5.5m | 14.9 | 67 | 36 | 3604.8571 | 2025-01-01: 3604.8571
| 1.9mm | 5.5m | 16.611 | 60 | 36 | 4025.4237 | 2025-01-01: 4025.4237
| 2.0mm | 5.5m | 16.6 | 57 | 36 | 4237.2881 | 2025-01-01: 4237.2881
100x50 | 1.6mm | 5.5m | 20.5 | 48 | 18 | 5031.7797 | 2025-01-01: 5031.7797
| 2.0mm | 5.5m | 25.6 | 39 | 18 | 6192.9596 | 2025-01-01: 6192.9596
150x75 | 2.0mm | 5.5m | 38.6 | 25 | 12 | 9661.0169 | 2025-01-01: 9661.0169

## Material (hidden)
Materials Prices Fluctuation Analysis (Excluding VAT & including SSCL)
[5 empty] | 6 | 7 | 8 | 9 |  |  | 9
Nr | Materials list | QTY | Unit | Average price in 2022 | 2023-06-30 | 2023-07-31 | 2023-08-31 | 2023-09-30 | 2023-10-31 | 2023-11-30 | 2023-12-23 | 2024-01-23 | 2024-02-23 | Source
1 | Imported Soil (Including …..km transport) 2 cube lorry | 1 | m³ |  | 2024-02-23: 12000 | Orel |  |  | 1
2 | Top Soil (Including …..km transport) | 1 | m³ | [10 empty] | N/A |  |  | 2
3 | Red soil (Including 10 km transport) | 1 | cube |  | 2023-09-30: 2150; 2024-01-23: 8500 |  |  |  | 3
4 | Query waste (Including …..km transport) | 1 | cube |  | 2024-01-23: 18500 |  |  |  | 4
5 | Cement-Local | 1 | 50kg bag |  | 2023-07-31: 2149.99; 2023-09-30: 2050; 2023-11-30: 2050; 2024-01-23: 2076.2712; 2024-02-23: 1940.678 | Recheck / Peliyagoda |  |  | 5
6 | Cement Bulk | 1 | t |  | 2023-08-31: 37391.3; 2023-09-30: 37391.3; 2023-11-30: 35652.17; 2023-12-23: 35652.17 |  |  |  | #REF!
7 | White Cement | 1 | kg |  | 2024-01-23: 250 |  |  |  | 7
8 | Black Cement (Holland) | 1 | kg |  | 2024-01-23: 1300 |  |  |  | 8
9 | Rubble (6''-9'' size) (Including …..km transport) | 1 | cube |  | 2024-01-23: 10000 |  |  |  | 9
10 | Sand- river sand (Including …..km transport) | 1 | cube |  | 2023-07-31: 28500; 2023-09-30: 8500; 2024-01-23: 20000 |  |  |  | 10 | 8833.9223
11 | Sand- Sea sand (Washed) (Including …..km transport) | 1 | m³ |  | 2023-10-31: 22250; 2023-11-30: 22250; 2024-01-23: 20000 |  |  |  | 11
12 | Metal -20mm size (Including …..km transport) | 1 | m³ |  | 2023-09-30: 6750; 2024-01-23: 11000 | Recheck / Orel |  |  | 12 | 6713.7809
13 | Metal -25mm size (Including …..km transport) | 1 | m³ | [10 empty] | N/A |  |  | 13
14 | Ready mixed concrete-grade 15 | 1 | m³ |  | 2023-10-31: 24625; 2023-11-30: 24625; 2023-12-23: 24625; 2024-01-23: 24625 | ICC - Ready Mix Plant | 21,500 -Tokyo |  | 14
15 | Ready mixed concrete-grade 20 | 1 | m³ |  | 2023-09-30: 26000; 2023-10-31: 25575; 2023-11-30: 25575; 2023-12-23: 25575; 2024-01-23: 25575 | ICC - Ready Mix Plant | 22,500 - Tokyo |  | 15
16 | Ready mixed concrete-grade 25 | 1 | m³ |  | 2023-09-30: 28000; 2023-10-31: 26375; 2023-11-30: 26375; 2023-12-23: 26375; 2024-01-23: 26375 | ICC - Ready Mix Plant | 23,750 - Tokyo |  | 16
17 | Ready mixed concrete-grade 30 | 1 | m³ |  | 2023-07-31: 27900; 2023-10-31: 27325; 2023-11-30: 27325; 2023-12-23: 27325; 2024-01-23: 27325 | ICC - Ready Mix Plant | 25,000 - Tokyo |  | 17
18 | Formwork Timber-Class 3 timber (25x50mm size) - One time use | 1 | m |  | 2024-01-23: 90 |  |  |  | 18
19 | Formwork Timber-Class 3 timber (50x50mm size) - two time use | 1 | m |  | 2023-09-30: 35; 2024-01-23: 180 |  |  |  | 19
20 | Formwork Timber-Class 3 timber (50x100mm size) - three time use | 1 | m |  | 2023-09-30: 80; 2024-01-23: 250 |  |  |  | 20
21 | General Timber-Class 1 timber (100x75mm size) | 1 | m | [13 empty] | 21
22 | Formwork Timber-Class 3, 1" thick, 6" wide timber plank | 1 | m | [13 empty] | 22
23 | Plywood Sheet - 12 mm thick (8 x 4 ft) | 1 | nr |  | 2024-01-23: 6500 |  |  |  | 23
24 | Plywood Sheet - 15 mm thick (8 x 4 ft) | 1 | nr |  | 2023-09-30: 7500; 2024-01-23: 7560 |  |  |  | 24
25 | Plywood Sheet (WBP)- 12 mm thick (8 x 4 ft) | 1 | nr | [10 empty] | EJ/LW |  |  | 25
26 | Plywood Sheet (WBP) - 15 mm thick (8 x 4 ft) | 1 | nr | [10 empty] | EJ/LW |  |  | 26
27 | Wire nails | 1 | kg |  | 2023-09-30: 450; 2024-01-23: 450 |  |  |  | 27
28 | 8mm (5/16") Thread bar | 1 | m |  | 2024-01-23: 225 |  |  |  | 28
29 | P-cone | 1 | set | [10 empty] | N/A |  |  | 29
30 | Mould oil | 1 | Ltr | [10 empty] | EJ/TW |  |  | 30
31 | Reinforcement steel-6mm dia Mild Steel bar | 1 | t |  | 2023-09-30: 280000; 2023-11-30: 239796.42; 2024-01-23: 245000 | Sanken |  |  | 31
32 | Reinforcement steel-8mm dia Mild Steel bar | 1 | t |  | 2023-09-30: 280000; 2023-11-30: 239796.42; 2024-01-23: 245000 | Sanken |  |  | 32
33 | Reinforcement steel-12mm dia Tor Steel bar | 1 | t |  | 2023-09-30: 280000; 2023-11-30: 239796.42; 2024-01-23: 245000 | Sanken |  |  | 33
34 | Reinforcement steel-16mm dia Tor Steel bar | 1 | t |  | 2023-09-30: 280000; 2023-11-30: 239796.42; 2024-01-23: 245000 | Sanken |  |  | 34
35 | Reinforcement steel-20mm dia Tor Steel bar | 1 | t |  | 2023-09-30: 280000; 2023-11-30: 239796.42; 2024-01-23: 245000 | Sanken |  |  | 35
36 | Reinforcement steel-25mm dia Tor Steel bar | 1 | t |  | 2023-09-30: 280000; 2023-11-30: 239796.42; 2024-01-23: 245000 | Sanken |  |  | 36
37 | Reinforcement steel-Imported (Bulk) | 1 | t | [10 empty] | N/A |  |  | 37
38 | Binding wires | 1 | kg |  | 2023-09-30: 350; 2024-01-23: 600 |  |  |  | 38
39 | Bricks-Hand cut (size …....) | 1 | nr |  | 2023-09-30: 25; 2024-01-23: 24 | NADEESHAN / Size & Price |  |  | 39
40 | Bricks-Machine Cut (size …....) | 1 | nr | [13 empty] | 40
41 | Wire cut bricks (size …....) | 1 | nr | [10 empty] | TW |  |  | 41
42 | Cement Blocks hollow -400x200x100mm | 1 | nr |  | 2023-09-30: 110; 2024-01-23: 121.1864 | SMS | 143 WiVAT | 121.1864 | 42
43 | Cement Blocks hollow -400x200x150mm | 1 | nr |  | 2023-09-30: 169; 2024-01-23: 164.4068 | SMS | 194 VAT | 164.4068 | 43
44 | Cement Blocks hollow -400x200x200mm | 1 | nr |  | 2023-09-30: 238; 2024-01-23: 216.1017 | SMS | 255 VAT | 216.1017 | 44
45 | Cement Blocks solid -400x200x100mm (Mascons) | 1 | nr |  | 2023-09-30: 157; 2024-01-23: 143.2203 | SMS | 169 VAT | 143.2203 | 45
46 | Cement Blocks solid -400x200x150mm (Mascons) | 1 | nr |  | 2023-09-30: 232; 2024-01-23: 207.6271 | SMS | 245 VAT | 207.6271 | 46
47 | Cement Blocks solid -400x200x200mm | 1 | nr |  | 2023-09-30: 309; 2024-01-23: 266.9492 | SMS | 315 VAT | 266.9492 | 47
48 | Lightweight concrete Blocks -600x200x100mm | 1 | nr |  | 2023-09-30: 325 | DEEPTHI |  |  | 48
49 | Lightweight concrete Blocks -600x200x150mm | 1 | nr |  | 2023-09-30: 490 | DEEPTHI |  |  | 49
50 | Lightweight concrete Blocks -600x200x200mm | 1 | nr |  | 2023-09-30: 652 | DEEPTHI |  |  | 50
51 | Anti-termite treatment materials | 1 | m2 |  | 2023-09-30: 500 - 550; 2024-01-23: 350 | Non - Rechargable |  |  | 48
52 | Angle iron 25x25x3mm (5.8mtrs) | 1 | Length |  | 2024-02-23: 1779.661 | Janatha Steel |  |  | 52
53 | Angle iron 25x25x5mm (5.8mtrs) | 1 | Length |  | 2024-02-23: 2563.5593 | Janatha Steel
54 | Angle iron 25x25x2.5mm (5.8mtrs) | 1 | Length |  | 2024-02-23: 2563.5593 | Janatha Steel
55 | Angle iron 38x38x3mm (5.6mtrs) | 1 | Length |  | 2024-02-23: 2245.7627 | Janatha Steel
56 | Angle iron 38x38x4.5mm (5.6mtrs) | 1 | Length |  | 2024-02-23: 3110.1695 | Janatha Steel
57 | Angle iron 38x38x5mm (5.6mtrs) | 1 | Length |  | 2024-02-23: 4025.4237 | Janatha Steel
58 | Angle iron 38x38x6mm (5.6mtrs) | 1 | Length |  | 2024-02-23: 4661.0169 | Janatha Steel
59 | Angle iron 46x46x4.2mm (5.6mtrs) | 1 | Length |  | 2024-02-23: 4322.0339 | Janatha Steel
60 | Angle iron 50x50x4.2mm (5.8mtrs) | 1 | Length |  | 2024-02-23: 4322.0339 | Janatha Steel
61 | Angle iron 50x50x5mm (5.8mtrs) | 1 | Length |  | 2024-02-23: 6080.5085 | Janatha Steel
62 | Angle iron 50x50x6mm (5.8mtrs) | 1 | Length |  | 2024-02-23: 7372.8814 | Janatha Steel
63 | Angle iron 63x63x6mm (5.8mtrs) | 1 | Length |  | 2024-02-23: 8898.3051 | Janatha Steel
64 | Angle iron 75x75x6mm (5.8mtrs) | 1 | Length |  | 2024-02-23: 11440.678 | Janatha Steel
65 | GI Box Bar 25x25x0.9mm (5.5 mtrs) | 1 | Length |  | 2024-02-23: 889.8305 | Janatha Steel
66 | GI Box Bar 25x25x1.2mm (5.5 mtrs) | 1 | Length |  | 2024-02-23: 1588.9831 | Janatha Steel
67 | GI Box Bar 25x25x1.4mm (5.5 mtrs) | 1 | Length |  | 2024-02-23: 1847.4576 | Janatha Steel
68 | GI Box Bar 25x25x1.6mm (5.5 mtrs) | 1 | Length |  | 2024-02-23: 2097.4576 | Janatha Steel
69 | GI Box Bar 25x25x2mm (5.5 mtrs) | 1 | Length |  | 2024-02-23: 2584.7458 | Janatha Steel
70 | GI Box Bar 50x50x1.2mm (5.5 mtrs) | 1 | Length |  | 2024-02-23: 3177.9661 | Janatha Steel
71 | GI Box Bar 50x50x1.4mm (5.5 mtrs) | 1 | Length |  | 2024-02-23: 3720.339 | Janatha Steel
72 | GI Box Bar 50x50x1.6mm (5.5 mtrs) | 1 | Length |  | 2024-02-23: 4258.4746 | Janatha Steel
73 | GI Box Bar 50x50x2mm (5.5 mtrs) | 1 | Length |  | 2024-02-23: 5275.4237 | Janatha Steel
74 | GI Box Bar 50x25x1.2mm (5.5 mtrs) | 1 | Length |  | 2024-02-23: 2415.2542 | Janatha Steel
75 | GI Box Bar 50x25x1.4mm (5.5 mtrs) | 1 | Length |  | 2024-02-23: 2796.6102 | Janatha Steel
76 | GI Box Bar 50x25x1.6mm (5.5 mtrs) | 1 | Length |  | 2024-02-23: 3177.9661 | Janatha Steel
77 | GI Box Bar 50x25x2mm (5.5 mtrs) | 1 | Length |  | 2024-02-23: 3974.5763 | Janatha Steel
78 | GI Box Bar 100x100x2mm (5.5 mtrs) | 1 | Length |  | 2024-02-23: 12500 | Janatha Steel
79 | GI Box Bar 100x50x2mm (5.5 mtrs) | 1 | Length |  | 2024-02-23: 8050.8475 | Janatha Steel
80 | GI Box Bar 75x75x2mm (5.5 mtrs) | 1 | Length |  | 2024-02-23: 8050.8475 | Janatha Steel
81 | GI Box Bar 75x75x3mm (5.5 mtrs) | 1 | Length |  | 2024-02-23: 11864.4068 | Janatha Steel
82 | C channel 100x50x5mm | 1 | Length
83 | Waterproofing materials | 1 | m2 | [10 empty] | TW |  |  | 53
84 | 3mm double bubble thermal insulation - size …......... | 1 | roll
85 | Plastisizer | 1 | Ltr | [13 empty] | 84
86 | Structural Steel (H Iron) - Grade S275 | 1 | t |  | 2023-09-30: 325000; 2024-01-23: 310000 | LW |  |  | 86
87 | Structural steel- Angle iron- 50x50x5mm | 1 | m | 9700 | [12 empty] | 87
88 | GI Box bars - 50x25x1.4mm | 1 | 5.5m |  | 2024-01-23: 3035 |  |  |  | 88
89 | GI C Channel - 100x50x5mm | 1 | 5.8m | 27500 | 2024-01-23: 18640 |  |  |  | 89
90 | GI Lipped channel - 45x30x0.5mm | 1 | m | [13 empty] | 90
91 | Class 1 Timber planks - 3/4" | 1 | m2 | [13 empty] | 91
92 | Class 1 Timber planks - 11/4" | 1 | m2 | [13 empty] | 92
93 | Class 1 Timber planks - 11/8" | 1 | m2 | [13 empty] | 93
94 | Class 1 Timber - 3"x4" | 1 | m | [13 empty] | 94
95 | Class 1 Timber - 11/2" x 11/2" | 1 | m | [13 empty] | 95
96 | Rawl plugs with 2" screw | 100 | nr |  | 2024-01-23: 250 |  |  |  | 96
97 | Dowels | 1 | nr | [13 empty] | 97
98 | Glass panes - 3mm plain glass (Ordinary) | 1 | m² | [13 empty] | 98
99 | Glass panes - 5mm plain glass (Ordinary) | 1 | m² | [13 empty] | 99
100 | Plywood door (Ordinary) - 3' 3" X 7' 0" | 1 | nr |  | 2023-09-30: 15500 |  |  |  | 100
101 | Plywood door (Marine) - 2' 9" X 7' 0" | 1 | nr | [13 empty] | 101
102 | Fillets 1/2"x1/2" | 1 | m | [13 empty] | 102
103 | Brass screws 11/2" | 1 | nr | [13 empty] | 103
104 | Brass screws 1" | 1 | nr | [13 empty] | 104
105 | Aluminium door, windows & partitions - Aluminum door | 1 | m² | [13 empty] | 105
106 | Door and Window Fittings - 100x75 mm brass butt hinges | 1 | nr | [13 empty] | 106
107 | Door and Window Fittings - 100x75 mm SS butt hinges | 1 | nr | [13 empty] | 107
108 | Door and Window Fittings - 300mm high SS door handle | 1 | nr | [13 empty] | 108
109 | Door and Window Fittings - Window fastner | 1 | nr | [13 empty] | 109
110 | Door and Window Fittings - 300mm high SS barrel bolts | 1 | nr | [13 empty] | 110
111 | Hinges Stainless steel 102 x 76 x 2mm ; Brand - ….................. | 1 | nr | [13 empty] | 111
112 | Mortice door lock single - Brand ……..... | 1 | nr | [13 empty] | 112
113 | Mortice door lock double - Brand ….............. | 1 | nr | [13 empty] | 113
114 | Night latch lock - Brand - …........... | 1 | nr | [13 empty] | 114
115 | Cylindrical door lock - Brand - ….............. | 1 | nr | [13 empty] | 115
116 | Hydraulic door closer - Brand …................ | 1 | nr | [13 empty] | 116
117 | Rim lock - Brand - …................... | 1 | nr | [13 empty] | 117
118 | Floor Hinge - Brand - …............... | 1 | nr | [13 empty] | 118
119 | Door closer - Brand - …................... | 1 | nr | [13 empty] | 119
120 | Casement fasteners | 1 | nr | [13 empty] | 120
121 | Casement stay - 6" | 1 | nr | [13 empty] | 121
122 | Casement stay - 12" | 1 | nr | [13 empty] | 122
123 | Centre pivot 4" | 1 | nr | [13 empty] | 123
124 | Door or Window pull rings - Medium - 1 1/4" - SS | 1 | nr | [13 empty] | 124
125 | Door or Window pull rings - Large - 2" - SS | 1 | nr | [13 empty] | 125
126 | Tower bolts 10" SS - Brand …............ | 1 | nr | [13 empty] | 126
127 | Tower bolts 12" SS - Brand …............ | 1 | nr | [13 empty] | 127
128 | 1"x9" Ginisapu | 1 | Lft |  | 2024-01-23: 216 |  |  |  | 128
129 | 3"x6" Thulan | 1 | Lft |  | 2024-01-23: 1566 |  |  |  | 129
130 | 2"x6" Thulan | 1 | Lft |  | 2024-01-23: 1047.6 |  |  |  | 130
131 | 2"x2" Thulan | 1 | Lft |  | 2024-01-23: 313.2 |  |  |  | 131
132 | 2x2 pines | 1 | Lft |  | 2024-01-23: 33 |  |  |  | 132
133 | 1x2 pines | 1 | Lft |  | 2024-01-23: 9 |  |  |  | 133
2x4
134 | Asbestos roofing sheets 8' - Mascons | 1 | nr |  | 2023-09-30: 5120; 2024-01-23: 4762.7119 |  |  |  | 134
135 | Asbestos roofing sheets 10' - Mascons | 1 | nr |  | 2023-09-30: 5960; 2024-01-23: 5546.6102 |  |  |  | 135
136 | Asbestos roofing sheets 12' - Mascons | 1 | nr |  | 2023-09-30: 7375; 2024-01-23: 6864.4068 |  |  |  | 136
137 | Asbestos - Ridge covers (Length 3' 8") - Mascons | 1 | nr |  | 2024-01-23: 1398.3051 |  |  |  | 137
138 | 31/2" Roof nails for Asbestos Roofing sheets | 1 | nr | [13 empty] | 138
139 | 4" Roof nails for Asbestos Roofing sheets | 1 | nr | [13 empty] | 139
140 | GI sheets 3mm | 1 | m² | [13 empty] | 139
141 | Mcfoil 3mm thick | 1 | m² | [13 empty] | 141
142 | Macfoil 5mm thick | 1 | m² | [13 empty] | 142
Material : 55% Aluminium Zinc Alloy coated AZ 150; H1 tensile (grade 550) sheet.
143 | Zn/Al 0.47 Standard roofing sheets | 1 | m² |  | 2023-09-30: 3264.75; 2024-01-23: 2542 | Global roofing - Quotation |  |  | 143
144 | Zn/Al 0.47 Step tile roofing sheets | 1 | m² | [13 empty] | 144
145 | Fastners - Roofing sheets | 1 | nr |  | 2024-01-23: 15 | Global roofing - Quotation |  |  | 145
146 | Zn/Al Flashings - Girth 18" | 1 | m |  | 2024-01-23: 1476 | Global roofing - Quotation |  |  | 146
147 | Zn/Al Ridge capping | 1 | m |  | 2024-01-23: 1476 | Global roofing - Quotation |  |  | 147
148 | Zn/Al Valance board girth 12" | 1 | m |  | 2023-09-30: 1017; 2024-01-23: 1066 | Global roofing - Quotation |  |  | 148
149 | Zn/Al Gutters - Girth 18" | 1 | m |  | 2023-09-30: 1476; 2024-01-23: 1476 | Global roofing - Quotation |  |  | 149
150 | Zn/Al Gutter ends | 1 | per pair |  | 2023-09-30: 360; 2024-01-23: 1000 | Global roofing - Quotation |  |  | 150
151 | Zn/Al Gutter Brackets | 1 | nr |  | 2023-09-30: 140; 2024-01-23: 300 | Global roofing - Quotation |  |  | 151
152 | Zn/Al Vally Gutter - Girth 18" | 1 | m |  | 2024-01-23: 1476 | Global roofing - Quotation |  |  | 152
153 | Zn/Al Downpipes (100x100mm) | 1 | m |  | 2024-01-23: 1476 | Global roofing - Quotation |  |  | 153
154 | Zn/Al Downpipe bends (100x100mm) | 1 | m |  | 2024-01-23: 1000 | Global roofing - Quotation |  |  | 154
155 | Zn/Al Downpipe brackets (1 inch strip of material) | 1 | m |  | 2024-01-23: 50 | Global roofing - Quotation |  |  | 155
156 | Zn/Al Standard Nozzels (100x100mm) | 1 | nr |  | 2024-01-23: 1000 | Global roofing - Quotation |  |  | 156
"C" Purlins - Hi tensile
157 | 100mm x 50mm x 12mm x 2mm thick | 1 | m |  | 2023-09-30: 1854 |  |  |  | 157
158 | 100mm x 50mm x 15mm x 2mm thick | 1 | m | [13 empty] | 158
159 | 125mm x 60mm x 20mm x 2mm thick | 1 | m | [13 empty] | 159
160 | 150mm x 65mm x 20mm x 2mm thick | 1 | m | [13 empty] | 160
161 | 50mm thick glass wool blanket sandwich with 3 way reinforced double sided Aluminium foil (18m2/roll) | 1 | nr | [13 empty] | 161
162 | 75x75mm gauge 18 GI mesh (54m2/roll) | 1 | nr | [13 empty] | 162
Local
163 | Tiles - Wall (Porcelain Homogeneous) | 1 | m² | [10 empty] | Rocell |  |  | 163
164 | Tiles - Wall (Ceramic) | 1 | m² |  | 2023-09-30: 4722 |  |  |  | 161
165 | Tiles - Floor (Porcelain Homogeneous) | 1 | m² |  | 2023-09-30: 5150 |  |  |  | 164
Imported
166 | Tiles - Wall (Porcelain Homogeneous) | 1 | m² | [13 empty] | 165
167 | Tiles - Wall (Ceramic) | 1 | m² | [13 empty] | 167
168 | Tiles - Floor (Porcelain Homogeneous) | 1 | m² | [13 empty] | 168
169 | Cement pressed tile - Thick ….. | 1 | m² | [13 empty] | 169
170 | 20mm thick Granite (Local) | 1 | m² | [13 empty] | 170
171 | 20mm thick Granite (Imported) | 1 | m² | [13 empty] | 171
172 | 20mm Marble (Imported) | 1 | m² | [13 empty] | 172
173 | Chicken mesh | 1 | roll |  | 2023-06-30: 9500 |  |  |  | 173
174 | Cotton waste | 1 | kg | [13 empty] | 174
175 | Adhesive - Internal - Nippon | 1 | 25kg |  | 2024-01-23: 2245.7627 |  |  |  | 175
176 | Adhesive - External - Nippon | 1 | 25kg |  | 2024-01-23: 2245.7627 |  |  |  | 176
177 | Tile grout - Swisstek | 1 | kg |  | 2024-01-23: 279.661 |  |  |  | 177
178 | Tile edges - Aluminium | 1 | m | [13 empty] | 178
179 | Tile nosing | 1 | m | [13 empty] | 179
180 | Titanium | 25 | kg |  | 2024-01-23: 75000 | Galwala - Armour Street |  |  | 180
181 | Colour pigments | 1 | kg | [13 empty] | 181
182 | Local teak 5/8" thick - 3" high | 1 | m | [13 empty] | 182
183 | Local teak 5/8" thick - 4" high | 1 | m | [13 empty] | 183
184 | 80mm thick Paving Blocks - UNI III - Natural Colour - 40N/mm2 | 1 | m2 | [13 empty] | 184
185 | 80mm thick Paving Blocks - UNI III - Natural Colour - 30N/mm2 | 1 | m2 | [13 empty] | 185
186 | 80mm thick Paving Blocks - UNI II - Natural Colour - 15N/mm2 | 1 | m2 | [13 empty] | 186
187 | Asbestos ceiling sheets -4'X4' (Rhino) | 1 | nr |  | 2023-09-30: 1475; 2024-01-23: 1372.8814 |  |  |  | 187
188 | Aluminum suspended ceiling - Aluminum framed acoustic panelling ceiling | 1 | m² | [13 empty] | 188
189 | 9mm Gypsum board (8'x4') - Melwa | 1 | nr |  | 2024-01-23: 3000 |  |  |  | 189
190 | 12mm Gypsum board (8'x4') | 1 | nr |  | 2024-01-23: 3739.13 |  |  |  | 190
191 | 6mm Cement board (8'x4') - El Toro | 1 | nr |  | 2024-01-23: 3650 |  |  |  | 191
192 | 9mm Cement board (8'x4') - El Toro | 1 | nr |  | 2024-01-23: 5400 |  |  |  | 192
193 | 3mm thick Eltaro celing boards 2'x2' | 1 | nr |  | 2023-09-30: 400; 2024-01-23: 326.2712 | 3.5mm thick |  |  | 193
194 | 3mm thick Eltaro celing boards 4'x4' | 1 | nr |  | 2023-09-30: 1560; 2024-01-23: 1512.7119 | 4.5mm thick |  |  | 194
195 | 3mm Superflex board (4'x4') | 1 | nr |  | 2023-09-30: 430 |  |  |  | 195
196 | 6mm Superflex board (8'x4') | 1 | nr | [13 empty] | 196
197 | 9mm Superflex board (8'x4') | 1 | nr | [13 empty] | 197
198 | Aluminium Main tee | 1 | m |  | 2023-09-30: 250 |  |  |  | 198
199 | Aluminium Cross tee | 1 | m |  | 2023-09-30: 200 |  |  |  | 199
200 | Aluminium Wall angle | 1 | m |  | 2023-09-30: 167 |  |  |  | 200
201 | Cornices | 1 | m | [13 empty] | 201
202 | Suspended ceiling system 1hr fire rated with Gypsum | 1 | m2 | [13 empty] | 202
203 | Suspended ceiling system 1hr fire rated with mineral fibre sheets | 1 | m2 | [13 empty] | 203
204 | Suspended ceiling system with perforated metal sheets | 1 | m2 | [13 empty] | 204
205 | Suspended ceiling system with mineral fibre sheets | 1 | m2 | [13 empty] | 205
206 | Suspended ceiling system with 9mm thick Gypsum boards | 1 | m2 | [13 empty] | 206
207 | Suspended ceiling system with 6mm thick calcium silicate sheets | 1 | m2 | [13 empty] | 207
208 | Suspended ceiling system with 6mm thick superflex sheets | 1 | m2 | [13 empty] | 208
209 | 4" Cutting disk | 1 | nr |  | 2023-09-30: 350; 2024-01-23: 100 |  |  |  | 209
210 | 4" Grinder wheel (TAILIN brand) | 1 | nr |  | 2024-01-23: 118.6441 |  |  |  | 210
211 | 4" Diamond wheel (Bosun brand) | 1 | nr |  | 2023-09-30: 915; 2024-01-23: 296.6102 |  |  |  | 211
212 | 3/4" x 1' 0" Lunumidella (6mm thick) | 1 | Lft |  | 2024-01-23: 194.4 |  |  |  | 212
213 | Wall putty (Nippon Paint Skim Coat - White) | 1 | 20kg |  | 2024-01-23: 1601.6949 |  |  |  | 213
214 | Wall filler (Nippon) | 1 | 20L |  | 2024-01-23: 15669.4915 |  |  |  | 214
215 | Sand paper - White (Rhino Brand) | 1 | nr |  | 2023-09-30: 240; 2024-01-23: 240 |  |  |  | 215
216 | Sand paper - Black ((Rhino Brand) | 1 | nr |  | 2024-01-23: 240 |  |  |  | 216
217 | 80 canvas | 1 | m | [13 empty] | 217
218 | Wall Paint - Emulsion paint (Brilliant white) - Nippon | 1 | ltr |  | 2023-09-30: 1300; 2024-01-23: 2525.4237 | Recheck |  |  | 218
219 | Wall Paint - Emulsion paint (Master palette) Nippon | 1 | ltr |  | 2024-01-23: 2779.661 | Recheck |  |  | 219
220 | Wall Paint - Weathershield paint (Brilliant white) Nippon | 1 | ltr |  | 2023-09-30: 2100; 2024-01-23: 3152.5424 | Recheck |  |  | 220
221 | Wall Paint - Weathershield paint (Master palette) Nippon | 1 | ltr |  | 2024-01-23: 2779.661 | Recheck |  |  | 221
222 | Wood Paint- enamel paint (Nippon Super gloss enamel) | 1 | ltr |  | 2024-01-23: 3338.9831 | Recheck |  |  | 222
223 | Wood Paint- water based (Nippon wood care All in one) | 1 | ltr |  | 2024-01-23: 5533.8983 | Recheck |  |  | 223
224 | Wood preservative - Nippon | 1 | ltr |  | 2024-01-23: 1237.2881 |  |  |  | 224
225 | Anti-corosive paint - Nippon | 1 | ltr |  | 2024-01-23: 2533.8983 |  |  |  | 225
226 | Paint scraper (1.5") | 1 | nr |  | 2024-01-23: 305.0847 |  |  |  | 226
227 | Paint brush 1" - Brand Brush Master | 1 | nr |  | 2024-01-23: 490 |  |  |  | 227
228 | Paint brush 2" - Brand Brush Master | 1 | nr |  | 2024-01-23: 987 |  |  |  | 228
229 | Paint brush 4" - Brand Brush Master | 1 | nr |  | 2024-01-23: 1695 |  |  |  | 229
230 | Paint roller brush 9" - Brand Brush Master | 1 | nr |  | 2023-09-30: 1300; 2024-01-23: 1495 |  |  |  | 230
231 | Stainless steel- 3ft high standard hand rail | 1 | m | [13 empty] | 231
232 | 1" Dia. GI Pipes (Nominal pipe size) SCH40 | 1 | m | [13 empty] | 232
233 | 11/4" Dia. GI Pipes (Nominal pipe size) SCH40 | 1 | m | [13 empty] | 233
234 | 2" Dia. GI Pipes (Nominal pipe size) SCH40 | 1 | m | [13 empty] | 234
235 | 25x25x2mm SHS 1.43kg/m | 1 | m | [13 empty] | 235
236 | 50x20x2mm RHS 1.96kg/m | 1 | m | [13 empty] | 236
237 | 12mm thick Toughned glass | 1 | m2 | [13 empty] | 237
238 | 15mm thick Toughned glass | 1 | m2 | [13 empty] | 238
239 | 1"x1" SS U Channels | 1 | 10' | [13 empty] | 239
240 | 1"x1.5" SS U Channels | 1 | 10' | [13 empty] | 240
241 | Teak 9" x 6" | 1 | Lft |  | 2024-02-23: 6101.6949 | Nawaloka Timber stores
| Teak 4'-12' | 1 | Lft
250 | 1" x 2" | 1 | Lft |  | 2024-02-23: 190.678 | Nawaloka Timber stores
251 | 2" x 2" | 1 | Lft |  | 2024-02-23: 381.3559 | Nawaloka Timber stores
252 | 2" x 4" | 1 | Lft |  | 2024-02-23: 423.7288 | Nawaloka Timber stores
253 | 2" x 5" | 1 | Lft |  | 2024-02-23: 974.5763 | Nawaloka Timber stores |  |  | 241
254 | 2" x 6" | 1 | Lft |  | 2024-02-23: 1144.0678 | Nawaloka Timber stores
255 | 2" x 8" | 1 | Lft |  | 2024-02-23: 2372.8814 | Nawaloka Timber stores
256 | 3" x 4" | 1 | Lft |  | 2024-02-23: 1016.9492 | Nawaloka Timber stores
257 | 3" x 5" | 1 | Lft |  | 2024-02-23: 1525.4237 | Nawaloka Timber stores
258 | 3" x 6" | 1 | Lft |  | 2024-02-23: 2372.8814 | Nawaloka Timber stores
259 | 4" x 6" | 1 | Lft |  | 2024-02-23: 2542.3729 | Nawaloka Timber stores
260 | Teak Planks 1" | 1 | ft2 |  | 2024-02-23: 1186.4407 | Nawaloka Timber stores
261 | Teak Planks 1" | 1 | ft2 |  | 2024-02-23: 135.5932 | Nawaloka Timber stores
Kempas 4'-20'
262 | 1" x 2" | 1 | Lft |  | 2024-02-23: 80.5085 | Nawaloka Timber stores
263 | 2" x 2" | 1 | Lft |  | 2024-02-23: 152.5424 | Nawaloka Timber stores
264 | 2" x 4" | 1 | Lft |  | 2024-02-23: 360.1695 | Nawaloka Timber stores
265 | 2" x 5" | 1 | Lft |  | 2024-02-23: 593.2203 | Nawaloka Timber stores
266 | 2" x 6" | 1 | Lft |  | 2024-02-23: 635.5932 | Nawaloka Timber stores
267 | 2" x 8" | 1 | Lft |  | 2024-02-23: 1567.7966 | Nawaloka Timber stores
268 | 3" x 4" | 1 | Lft |  | 2024-02-23: 614.4068 | Nawaloka Timber stores
269 | 3" x 5" | 1 | Lft |  | 2024-02-23: 932.2034 | Nawaloka Timber stores
270 | 3" x 6" | 1 | Lft |  | 2024-02-23: 1101.6949 | Nawaloka Timber stores
271 | 4" x 6" | 1 | Lft |  | 2024-02-23: 1567.7966 | Nawaloka Timber stores
272 | 4" x 8" | 1 | Lft |  | 2024-02-23: 2457.6271 | Nawaloka Timber stores
19910
995.5

## Electrical (hidden)
Materials Prices Fluctuation Analysis - Electrical (Excluding VAT & including SSCL)
[6 empty] | 6 | 7 | 8 | 9
Nr | Materials list |  | QTY | Unit | Average price in 2022 | 2023-06-30 | 2023-07-31 | 2023-08-31 | 2023-09-30 | 2023-10-31 | 2023-11-30 | 2023-12-31 | 2024-01-31 | 2024-02-29
WIRES
1 | Cu/PVC/PVC 1/.044 cable | 1mm2 | 1 | 100m |  | 2024-01-31: 6144.0678 | 1
2 | Cu/PVC/PVC 7/.021 cable single | 1.5mm2 | 1 | 100m |  | 2024-01-31: 12279.661 | 2
3 | Cu/PVC/PVC 7/.029 cable single | 2.5mm2 | 1 | 100m |  | 2024-01-31: 16500 | #REF!
4 | Cu/PVC/PVC 7/.033 cable single | 4mm2 | 1 | 100m |  | 2024-01-31: 28576.2712 | 4
5 | Cu/PVC/PVC 7/041 cable single | 6mm2 | 1 | 100m |  | 2024-01-31: 43423.7288 | 5
6 | Cu/PVC/PVC 7/.052 cable single | 10mm2 | 1 | 100m |  | 2024-01-31: 72966.1017 | 6
7 | Cu/PVC/PVC7/.064 cable single | 16mm2 | 1 | 100m |  | 2024-01-31: 113525.4237 | 7
8 | Cu/PVC/PVC 19/.052 cable single | 25mm2 | 1 | 100m |  | 2024-01-31: 255245.7627 | #REF!
9 | Cu/PVC/PVC 19/.064 cable single | 35mm2 | 1 | 100m |  | 2024-01-31: 319050.8475 | 9
10 | Cu/PVC/PVC 7/.021 cable twin | 1.5mm2 | 1 | 100m |  | 2024-01-31: 24237.2881 | 10
11 | Cu/PVC/PVC 7/.029 cable twin | 2.5mm2 | 1 | 100m |  | 2024-01-31: 38093.2203 | 11
12 | Cu/PVC/PVC 7/.033 cable twin | 4mm2 | 1 | 100m |  | 2024-01-31: 58889.8305 | 12
13 | Cu/PVC/PVC 7/041 cable twin | 6mm2 | 1 | 100m |  | 2024-01-31: 87728.8136 | 13
14 | Cu/PVC/PVC 7/.052 cable twin | 10mm2 | 1 | 100m |  | 2024-01-31: 147932.2034 | 14
15 | Cu/PVC/PVC7/.064 cable twin | 16mm2 | 1 | 100m |  | 2024-01-31: 228872.8814 | 15
16 | Cu/PVC Earth Cable 1/.044” | 1mm2 | 1 | 100m |  | 2024-01-31: 5932.2034 | 16
17 | Cu/PVC Earth Cable 7/.021” | 1.5mm2 | 1 | 100m |  | 2024-01-31: 10635.5932 | 17
18 | Cu/PVC Earth Cable 7/.033” | 4mm2 | 1 | 100m |  | 2024-01-31: 26889.8305 | 18
19 | Cu/PVC Earth Cable 7/.041” | 6mm2 | 1 | 100m |  | 2024-01-31: 40567.7966 | 19
20 | Cu/PVC Earth Cable 7/.052” | 10mm2 | 1 | 100m |  | 2024-01-31: 69237.2881 | 20
21 | Cu/PVC Earth Cable 7/.064” | 16mm2 | 1 | 100m |  | 2024-01-31: 108644.0678 | 21
22 | Cu/PVC Earth Cable 19/.052” | 25mm2 | 1 | 100m |  | 2024-01-31: 244635.5932 | 22
23 | Cu/PVC Earth Cable 19/.064” | 35mm2 | 1 | 100m |  | 2024-01-31: 308449.1525 | 23
24 | Cu/PVC Earth Cable 19/.073” | 50mm2 | 1 | 100m |  | 2024-01-31: 414779.661 | 24
25 | Cu/PVC Earth Cable 19/.083” | 70mm2 | 1 | 100m |  | 2024-01-31: 595550.8475
26 | Cu/PVC Earth Cable 19/.099” | 95mm2 | 1 | 100m |  | 2024-01-31: 820271.1864
27 | Cu/PVC Earth Cable 37/.083” | 120mm2 | 1 | 100m |  | 2024-01-31: 1033898.3051
28 | Cu/PVC Earth Cable 37/.093” | 150mm2 | 1 | 100m |  | 2024-01-31: 1278813.5593
29 | Cu/PVC Earth Cable 37/.103” | 185mm2 | 1 | 100m |  | 2024-01-31: 1598305.0847
30 | Cu/PVC Earth Cable 61/.093” | 240mm2 | 1 | 100m |  | 2024-01-31: 2100000
31 | Cu/PVC Earth Cable 61/.103” | 300mm2 | 1 | 100m |  | 2024-01-31: 2632203.3898
DB/ BAKERS
2 | Distribution Boards 4-8 ways |  | 1 | No | [10 empty] | 25
28 | Distribution Boards 8-10 ways |  | 1 | No | [10 empty] | 3
29 | Distribution Boards 10-12 ways |  | 1 | No | [10 empty] | 29
30 | Distribution Boards 14-16 ways |  | 1 | No | [10 empty] | 30
31 | Distribution Boards 16-19 ways |  | 1 | No | [10 empty] | 31
32 | ELCB - Double Pole 40A, 30mA |  | 1 | No | [10 empty] | 32
33 | ELCB - Double Pole 40A, 100mA |  | 1 | No | [10 empty] | 33
34 | ELCB - Double Pole 40A, 300mA |  | 1 | No | [10 empty] | 34
35 | ELCB - Double Pole 63A, 30mA |  | 1 | No | [10 empty] | 35
36 | ELCB - Double Pole 63A, 100mA |  | 1 | No | [10 empty] | 36
37 | ELCB - Double Pole 63A, 300mA |  | 1 | No | [10 empty] | 37
38 | ELCB 2P Cover |  | 1 | No | [10 empty] | 38
39 | ELCB - Four Pole 40A, 30mA |  | 1 | No | [10 empty] | 39
40 | ELCB - Four Pole 40A, 100mA |  | 1 | No | [10 empty] | 40
41 | ELCB - Four Pole 40A, 300mA |  | 1 | No | [10 empty] | 41
42 | ELCB - Four Pole 63A, 30mA |  | 1 | No | [10 empty] | 42
43 | ELCB - Four Pole 63A, 100mA |  | 1 | No | [10 empty] | 43
44 | ELCB - Four Pole 63A, 300mA |  | 1 | No | [10 empty] | 44
45 | ELCB - Four Pole 100A, 300mA |  | 1 | No | [10 empty] | 45
46 | ELCB 4P Cover |  | 1 | No | [10 empty] | 46
47 | ELCB & MCB Combined 30mA 32A |  | 1 | No | [10 empty] | 47
48 | Main Switch - Double Pole 30Amp |  | 1 | No | [10 empty] | 48
49 | Main Switch - Four Pole 30Amp |  | 1 | No | [10 empty] | 49
50 | Main Switch - Four Pole 60Amp |  | 1 | No | [10 empty] | 50
51 | MCCB - Three Pole 30,40,63,100 Amp , 25KA |  | 1 | No | [10 empty] | 51
52 | MCCB - Four Pole 30,40,63,100 Amp , 25KA |  | 1 | No | [10 empty] | 52
53 | MCCB - Four Pole 160Amp , 40KA |  | 1 | No | [10 empty] | 53
54 | MCCB Enclorser |  | 1 | No | [10 empty] | 54
55 | MCB - Single Pole 6-32 Amp |  | 1 | No | [10 empty] | 55
56 | MCB - Single Pole 40 Amp |  | 1 | No | [10 empty] | 56
57 | MCB - Single Pole 63 Amp |  | 1 | No | [10 empty] | 57
58 | MCB SP Cover |  | 1 | No | [10 empty] | 58
59 | MCB - Double Pole 6-32 Amp |  | 1 | No | [10 empty] | 59
60 | MCB - Double Pole 40 Amp |  | 1 | No | [10 empty] | 60
61 | MCB - Double Pole 63 Amp |  | 1 | No | [10 empty] | 61
62 | MCB DP cover |  | 1 | No | [10 empty] | 62
63 | MCB - Three Pole 6-32 Amp |  | 1 | No | [10 empty] | 63
64 | MCB - Three Pole 40 Amp |  | 1 | No | [10 empty] | 64
65 | MCB - Three Pole 63 Amp |  | 1 | No | [10 empty] | 65
66 | MCB TP cover |  | 1 | No | [10 empty] | 66
67 | MCB - Four Pole 6-32 Amp |  | 1 | No | [10 empty] | 67
68 | MCB - Four Pole 40 Amp |  | 1 | No | [10 empty] | 68
69 | MCB - Four Pole 63 Amp |  | 1 | No | [10 empty] | 69
70 | MCB 4P cover |  | 1 | No | [10 empty] | 70
71 | MCB SP/DP/TP 50-100 Amps Enclosure |  | 1 | No | [10 empty] | 71
72 | Isolator - Double Pole 40 Amp |  | 1 | No | [10 empty] | 72
73 | Isolator - Double Pole 63 Amp |  | 1 | No | [10 empty] | 73
74 | Isolator - Double Pole 100 Amp |  | 1 | No | [10 empty] | 74
75 | Isolator - Three Pole 40 Amp |  | 1 | No | [10 empty] | 75
76 | Isolator - Three Pole 63 Amp |  | 1 | No | [10 empty] | 76
77 | Isolator - Three Pole 100 Amp |  | 1 | No | [10 empty] | 77
78 | Isolator - Four Pole 40 Amp |  | 1 | No | [10 empty] | 78
79 | Isolator - Four Pole 63 Amp |  | 1 | No | [10 empty] | 79
80 | Isolator - Four Pole 100 Amp |  | 1 | No | [10 empty] | 80
81 | Isolator Plastic Enclosure |  | 1 | No | [10 empty] | 81
SWITCH / SOKETS
82 | Switch F/S Type 1 gang 5 Amp |  | 1 | No | [10 empty] | 82
83 | Switch F/S Type 2 gang 5 Amp |  | 1 | No | [10 empty] | 83
84 | Switch F/S Type 3 gang 5 Amp |  | 1 | No | [10 empty] | 84
85 | Switch F/S Type 4 gang 5 Amp |  | 1 | No | [10 empty] | 85
86 | Switch F/S Type 5 gang 5 Amp |  | 1 | No | [10 empty] | 86
87 | Switch F/S Type one gang two way 5 Amp |  | 1 | No | [10 empty] | 87
88 | Switch F/S Type single Way 15 Amp |  | 1 | No | [10 empty] | 88
89 | Socket outlet 5 Amp 3 pin with switch |  | 1 | No | [10 empty] | 89
90 | Socket outlet 15 Amp 3 pin with switch |  | 1 | No | [10 empty] | 90
91 | Socket outlet 13 Amp 3 pin squar type with switch |  | 1 | No | [10 empty] | 91
92 | Switch Tumbler |  | 1 | No | [10 empty] | 92
93 | Electrical Bell |  | 1 | No | [10 empty] | 93
94 | Electrical Bell press |  | 1 | No | [10 empty] | 94
LIGHT FITTINGS & BULBS
"BRAND - …................."
95 | 5" Recess mounted down light - Model No: |  | 1 | No | [10 empty] | 95
96 | 5" Surface mounted down light - Model No: |  | 1 | No | [10 empty] | 96
97 | 4" Wall mounted cylindrical light fitting - Model No |  | 1 | No | [10 empty] | 97
98 | Weatherproof wall mounted cylindrical light fitting - Model No: |  | 1 | No | [10 empty] | 98
99 | Weatherproof wall mounted 2'-0" single fluorescent light fitting Model No |  | 1 | No | [10 empty] | 99
100 | 8" glass globe pendent type light fitting - Model No: |  | 1 | No | [10 empty] | 100
101 | Spot light - Model No: |  | 1 | No | [10 empty] | 101
102 | Recessed Mounted Lovered 2'-0" x 2'-0" , 2 nos lights - Model No |  | 1 | No | [10 empty] | 102
103 | Recessed Mounted Lovered 2'-0" x 2'-0" , 3 nos lights - Model No |  | 1 | No | [10 empty] | 103
104 | Recessed Mounted Lovered 2'-0" x 4'-0" , 2 nos lights - Model No |  | 1 | No | [10 empty] | 104
105 | Recessed Mounted Lovered 2'-0" x 4'-0" , 3 nos lights - Model No |  | 1 | No | [10 empty] | 105
106 | Fluorescent lamp 36W Single - 4'-0" long , Diffuser Type - Model No: |  | 1 | No | [10 empty] | 106
107 | Fluorescent lamp 36W Twin - 4'-0" long , Diffuser Type - Model No: |  | 1 | No | [10 empty] | 107
108 | Fluorescent lamp 18W Single - 2'-0" long , Diffuser Type - Model No: |  | 1 | No | [10 empty] | 108
109 | Fluorescent lamp 18W Twin - 2'-0" long , Diffuser Type - Model No: |  | 1 | No | [10 empty] | 109
110 | Fluorescent lamp 36W Single - 4'-0" long , Reflector Type - Model No: |  | 1 | No | [10 empty] | 110
111 | Fluorescent lamp 36W Twin - 4'-0" long , Reflector Type - Model No: |  | 1 | No | [10 empty] | 111
112 | Fluorescent lamp 18W Single - 2'-0" long , Reflector Type - Model No |  | 1 | No | [10 empty] | 112
113 | Fluorescent lamp 18W Twin - 2'-0" long , Reflector Type - Model No: |  | 1 | No | [10 empty] | 113
114 | Fluorescent lamp 36W Single - 4'-0" long , Round Diffuser Type - Model No: |  | 1 | No | [10 empty] | 114
115 | Fluorescent lamp 36W Twin - 4'-0" long , Round Diffuser Type - Model No: |  | 1 | No | [10 empty] | 115
116 | Fluorescent lamp 18W Single - 2'-0" long , Round Diffuser Type - Model No: |  | 1 | No | [10 empty] | 116
117 | Fluorescent lamp 18W Twin - 2'-0" long , Round Diffuser Type - Model No: |  | 1 | No | [10 empty] | 117
118 | Fluorescent lamp 36W Single - 4'-0" long , Batton Type - Model No: |  | 1 | No | [10 empty] | 118
119 | Fluorescent lamp 36W Twin - 4'-0" long , Batton Type - Model No: |  | 1 | No | [10 empty] | 119
120 | Fluorescent lamp 18W Single - 2'-0" long , Batton Type - Model No: |  | 1 | No | [10 empty] | 120
121 | Fluorescent lamp 18W Twin - 2'-0" long , Batton Type - Model No: |  | 1 | No | [10 empty] | 121
122 | 20W CFL Lamp - Osram , Philips or Approved eqivelvent |  | 1 | No | [10 empty] | 122
123 | Incandescent Bulb 100W |  | 1 | No | [10 empty] | 123
124 | Mercury Vapour Lamp 125 w clamps with complete |  | 1 | No | [10 empty] | 124
125 | Mercury Vapour Lamp 250W clamps with complete |  | 1 | No | [10 empty] | 125
FANS
126 | Ceiling fan (56") |  | 1 | No | [10 empty] | 126
127 | Exhaust Fan (K.D.K.) 12" + B lower 12" |  | 1 | No | [10 empty] | 127
128 | Fan Hook |  | 1 | No | [10 empty] | 128
129 | Exhaust or blower Fan 12" ( K.D.K. or equalent) |  | 1 | No | [10 empty] | 129
130 | Wall mounted Fan 16" (KDK or eqquivalent) |  | 1 | No | [10 empty] | 130
131 | Dimmer Type Fan Regulator |  | 1 | No | [10 empty] | 131
CONDUITS/ CASINGS
132 | P.V.C. Conduit 1 1/2" |  | 1 | per lenth | [10 empty] | 132
133 | P.V.C. Conduit 1 1/4" |  | 1 | per lenth | [10 empty] | 133
134 | P.V.C. Conduit 1 " |  | 1 | per lenth | [10 empty] | 134
135 | P.V.C. Conduit 2" |  | 1 | per lenth | [10 empty] | 135
136 | P.V.C. Conduit 3/4" |  | 1 | per lenth | [10 empty] | 136
137 | P.V.C. Conduit Box |  | 1 | No | [10 empty] | 137
138 | P.V.C. Saddles 1 1/2" |  | 1 | No | [10 empty] | 138
139 | P.V.C. Saddles 1 1/4" |  | 1 | No | [10 empty] | 139
140 | P.V.C. Saddles 1" |  | 1 | No | [10 empty] | 140
141 | P.V.C. Saddles 2" |  | 1 | No | [10 empty] | 141
142 | P.V.C. Saddles 3/4" |  | 1 | No | [10 empty] | 142
143 | 3/4" Sockets (PVC) |  | 1 | No | [10 empty] | 143
144 | 1" Sockets (PVC) |  | 1 | No | [10 empty] | 144
145 | 1 1/4" Sockets (PVC) |  | 1 | No | [10 empty] | 145
146 | 1 1/2" Sockets (PVC) |  | 1 | No | [10 empty] | 146
147 | 2" Sockets (PVC) |  | 1 | No | [10 empty] | 147
148 | 3/4" Bend (PVC) |  | 1 | No | [10 empty] | 148
149 | 1" Bend (PVC) |  | 1 | No | [10 empty] | 149
150 | 1 1/4" Bend (PVC) |  | 1 | No | [10 empty] | 150
151 | 1 1/2" Bend (PVC) |  | 1 | No | [10 empty] | 151
152 | 2" Bend (PVC) |  | 1 | No | [10 empty] | 152
153 | Plastic casing & Capping 1" |  | 1 | L.ft 10 | [10 empty] | 153
EARTH ELECTRODES
154 | Earth Electrode - G.I. Pipe 2" dia. x 3.6mm thick |  | 1 | L.ft | [10 empty] | 154
155 | Earth Electrode Copper Plate - 2'-0"x 2'-0"x 3mm thick |  | 1 | No. | [10 empty] | 155
ACCESSORIES
156 | Brass screws 3/4" |  | 1 | No | [10 empty] | 1
157 | Brass screws 1" |  | 1 | No | [10 empty] | 157
158 | Brass screws 2" |  | 1 | No | [10 empty] | 158
159 | Brass screws 1 1/2" |  | 1 | No | [10 empty] | 159
160 | Brass bolt "X 1/2 " dia with washer & Nut |  | 1 | No | [10 empty] | 160
161 | Ceiling Rose |  | 1 | No | [10 empty] | 161
162 | Connector |  | 1 | No | [10 empty] | 162
163 | Din Rail |  | 1 | 1m | [10 empty] | 163
164 | Dove Tail Plug |  | 1 | No | [10 empty] | 164
165 | Glass Shade |  | 1 | No | [10 empty] | 165
166 | G.I. Chain |  | 1 | L.ft | [10 empty] | 166
167 | Insulation Tape Roll |  | 1 | No | [10 empty] | 167
168 | Rawl Plugs 1 1/2" |  | 1 | No | [10 empty] | 168
169 | Solder |  | 1 | Lb | [10 empty] | 169
170 | Spacer bar Saddles 3/4" |  | 1 | No | [10 empty] | 170
171 | Junction Box 3 way with plate |  | 1 | No | [10 empty] | 171
172 | Plastic shade |  | 1 | No | [10 empty] | 172
173 | Sunk Box fixed nut type single plastic |  | 1 | No | [10 empty] | 173
174 | Suspension hook |  | 1 | No | [10 empty] | 174
175 | Wire Clips 1"-2 1/2" |  | 1 | 100 Nos | [10 empty] | 175
176 | Wodden Block |  | 1 | No | [10 empty] | 176
177 | Wodden board |  | 1 | No | [10 empty] | 177
178 | Wodden Plug |  | 1 | No | [10 empty] | 178
179 | Flexible cords 14/0076 2 core |  | 1 | 100m | [10 empty] | 179
180 | Flexible cords 14/0076 3 core |  | 1 | 100m | [10 empty] | 180
181 | Holders batten Type |  | 1 | No | [10 empty] | 181
182 | Holders Pendent Type |  | 1 | No | [10 empty] | 182
183 | Neutral Link 14 Holes |  | 1 | No | [10 empty] | 183
184 | Neutral Link 7 Holes |  | 1 | No | [10 empty] | 184
185 | Spot Bulb 150W White |  | 1 | No | [10 empty] | 185
186 | Spot holder |  | 1 | No | [10 empty] | 186
187 | Spot light lamp holder |  | 1 | No | [10 empty] | 187
188 | Spot light lamp bulb |  | 1 | No | [10 empty] | 188
189 | Water tight lamp holder |  | 1 | No | [10 empty] | 189
190 | Water tight lamp bulb |  | 1 | No | [10 empty] | 190

## Plumbing (hidden)
Materials Prices Fluctuation Analysis - Plumbing (Excluding VAT & including SSCL)
[5 empty] | 6 | 7 | 8 | 9
Nr | Materials list | QTY | Unit | Average price in 2022 | 2023-06-30 | 2023-07-31 | 2023-08-31 | 2023-09-30 | 2023-10-31 | 2023-11-30 | 2023-12-31 | 2024-01-31
Type 1000
1 | PVC Pipes-20mm dia | 1 | length |  | 2024-01-31: 482 | 1
2 | PVC Pipes-25mm dia | 1 | length |  | 2024-01-31: 975 | 2
3 | PVC Pipes-32mm dia | 1 | length |  | 2024-01-31: 1184 | 3
4 | PVC Pipes-40mm dia | 1 | length |  | 2024-01-31: 1864 | 4
5 | PVC Pipes-50mm dia | 1 | length |  | 2024-01-31: 1910 | 5
6 | PVC Pipes-63mm dia | 1 | length |  | 2024-01-31: 4556 | 6
7 | PVC Pipes-75mm dia | 1 | [10 empty] | 7
8 | PVC Pipes-90mm dia | 1 | [10 empty] | 8
Type - 600
9 | PVC Pipes-50mm dia | 1 | length |  | 2024-01-31: 2368 | 9
10 | PVC Pipes-63mm dia | 1 | length |  | 2024-01-31: 3358 | 10
11 | PVC Pipes-75mm dia | 1 | [10 empty] | 11
12 | PVC Pipes-90mm dia | 1 | [10 empty] | 12
13 | PVC Pipes-110mm dia | 1 | [10 empty] | 13
Sanitary fittings - Local
14 | Wash Basin with Pedestal - Brand Dune | 1 | nr |  | 2023-09-30: 24900 | 14
15 | Wall Hung Wash Basin with Half Pedestal - "Dew Point" | 1 | nr | [9 empty] | 15
16 | Vanity type Wash Basin - Sub Zero | 1 | nr |  | 2023-09-30: 17400 | 16
17 | Wall Hung Corner Wash Basin - Aqua Corner | 1 | nr |  | 2023-09-30: 14700 | 17
18 | Close Couple Dual Flush Water Closet - Brand Dune | 1 | nr |  | 2023-09-30: 31300 | 18
19 | Water Tank (Cistern) - Brand Dune | 1 | nr |  | 2023-09-30: 14500 | 19
20 | Chromium Plated Mixer Tap - Brand …............ | 1 | nr | [9 empty] | 20
21 | Bidet - Brand …............ | 1 | nr | [9 empty] | 21
22 | Squatting Pan with Foot Rest - Brand …............ | 1 | nr | [9 empty] | 22
23 | Low Level Plastic Cistern - Brand …............ | 1 | nr | [9 empty] | 23
24 | Urinal with Flush Valve - Brand Dew Point | 1 | nr |  | 2023-09-30: 39900 | 24
25 | Chromium Plated Waste Outlet - Brand …............ | 1 | nr | [9 empty] | 25
26 | Chromium Plated Bottle Trap - Brand …............ | 1 | nr | [9 empty] | 26
27 | Chromium Plated 1/2" dia. Angle Valve - Brand …............. | 1 | nr |  | 2023-09-30: 2200 | 27
28 | Universal Bend - Brand …............... | 1 | nr | [9 empty] | 28
29 | Chromium Plated Shower Head with Arm Built-In Shower Mixer - Brand …................ | 1 | nr | [9 empty] | 29
30 | Chromium Plated Soap Basket - Brand …............ | 1 | nr | [9 empty] | 30
31 | Chromium Plated Body & Glass Soap Dish - Brand …............ | 1 | nr | [9 empty] | 31
32 | Chromium Plated Body & Glass Tumbler Holder - Brand …............ | 1 | nr | [9 empty] | 32
33 | Chromium Plated Towel Ring - Brand …............ | 1 | nr | [9 empty] | 33
34 | Chromium Plated Robe Hook - Brand …............ | 1 | nr | [9 empty] | 34
35 | Chromium Plated Toilet Paper Holder - Brand …............ | 1 | nr | [9 empty] | 35
36 | Chromium Plated Toilet Cup Holder - Brand …............ | 1 | nr | [9 empty] | 36
37 | Chromium Plated Single Towel Bar - Brand …............ | 1 | nr | [9 empty] | 37
38 | Chromium Plated Double Towel Bars - Brand …............ | 1 | nr | [9 empty] | 38
39 | Chromium Plated Towel Rack - Brand …............ | 1 | nr | [9 empty] | 39
40 | Chromium Plated Glass Shelf - Brand …............ | 1 | nr | [9 empty] | 40
41 | Chromium plated Pillar Tap - Brand …............ | 1 | nr | [9 empty] | 41
42 | Flexible Hose - 45cm - Brand …............ | 1 | nr | [9 empty] | 42
43 | Auto matic Hand Dryers - Brand …............ | 1 | nr | [9 empty] | 43
44 | Stainless steel sink 36" x 18" single bowl & single Drain Board - | 1 | nr | [9 empty] | 44
Brand …...........
45 | 1/2" Bib tap - model no:- 6872 | 1 | nr | [9 empty] | 45
46 | Plastishell water tank - 1000 Lit. | 1 | nr | [9 empty] | 46
47 | Plastishell water tank - 2000 Lit. | 1 | nr | [9 empty] | 47
48 | PVC Compact Ball Valve - 1" dia. | 1 | nr |  | 2023-09-30: 765 | 48
49 | PVC Compact Ball Valve - 1 1/4" dia. | 1 | nr |  | 2023-09-30: 1135 | 49
50 | PVC Compact Ball Valve - 1 1/2" dia. | 1 | nr |  | 2023-09-30: 1661 | 50
51 | PVC Union - 1/2" dia. | 1 | nr | [9 empty] | 51
52 | PVC Union - 1" dia. | 1 | nr |  | 2023-09-30: 750 | 52
53 | Roll Thread Seal | 1 | nr |  | 2023-09-30: 190 | 53
54 | Solvent cement - Slon | 1 | 250g |  | 2023-09-30: 1600; 2024-01-31: 1650 | 54
55 | PVC Fittings | 1 | nr | [9 empty] | 55